## Estimator
Alameda Municipal Power Residential Electrification Estimator
Welcome! This tool is designed to estimate enery savings and energy bill cost savings resulting from the replacement of gas appliances with electric appliances, otherwise known as 'electrification.' Other electrification benefits include reducing greenhouse gas emissions and improving health, safety and comfort.
For more information on electrification, visit the Alameda Municipal Power website at:
https://www.alamedamp.com/rebates
Step 1) Home Information
Zip Code
Home Type
Monthly Utility Bill (Gas+Electric)
Solar Photovoltaic (PV)
Net Metering (NM Rate per kWh)
Home Square Footage
Step 2) Permit and Electric Panel Requirements
Electrical Panel Upgrade Needed
Cost of Permit
Cost of New Panel Installation
New Electrical Panel Incentive (if applicable)
Cost of New Electric Panel Project
Step 3) Appliance Types
First select the equipment that you're replacing. | Note: With the exception of Smart Thermostats, existing equipment must be fueled by natural gas to qualify.
| HVAC Equipment* | Smart Thermostat | Water Heating | Cooktop/Range/Oven | Clothes Dryer
Current Gas Appliance Type
Electric Replacement Appliance Type
Does Your Existing Equipment Still Function?
Total Cost of Upgrading
AMP Rebate
Any Other Applicable Rebates
Annual Cost Savings Per Appliance
Percentage of Cost Savings Per Appliance
Percentage of Energy Savings Per Appliance
Annual Pounds of CO2 Saved per Appliance
Step 4) Results
Total Electrification Cost | 0
Total Incentives | 0
Net Project Cost | 0
Estimated New Monthly Bill | 0
Estimated Monthly Savings | 0
Estimated Annual Savings | 0
Simple Payback (Years) |  | Note this tool calculates the simple payback and percentage of investment recouped based on incremental or full cost of the electric appliance depending on your selection. If you are replacing an appliance on failure, your payback period and percentage of investment recouped will improve.
Percentage of Investment Recouped (5 years)
Percentage of Investment Recouped (10 years)
Total Pounds of CO2 Saved Per Year | 0
This is equivalent to:
CO2 emissions from 0 gallons of gasoline consumed.
GHG emissions from 0 miles driven by an average gasoline-powered passenger vehicle.
Carbon sequestered by 0 acres of U.S. forests in one year.
Note on C24: Definitions: Heating Seasonal Performance Factor (HSPF): is the ratio of the amount of heat output transferred during the heating season per on each unit of electricity used. A more efficient heat pump has a higher HSPF. Seasonal Energy Efficiency Rating (SEER): measures air conditioning and heat pump cooling efficiency. SEER is calculated by the cooling output for a typical cooling season divided by the total electric energy used. Note that the Department of Energy has recently revamped their rating system to 'SEER2.' Therefore, options for SEER-rated and SEER2-rated equipment are included to accommodate both rating systems. For more information abotut this rating system, see: https://www.seer2.com/

## Estimator Instructions
Alameda Municipal Power Residential Electrification Estimator Instructions
Introduction and Goal
The Alameda Municipal Power Residential Electrification Estimator is a tool designed to assist homeowners in understanding how electrification will change their energy use, utility bills and greenhouse gas emissions (GHG). It will also provide an estimated payback period when electrifying appliances in your home, such as the Heating, Ventilation and Air Conditioning (HVAC) Equipment, Water Heater, Cooktop/Range/Oven and Clothes Dryer.
This tool is designed to estimate energy savings and utility bill cost savings resulting from the replacement of gas appliances with electric appliances, otherwise known as 'electrification.' Other electrification benefits include reducing greenhouse gas emissions and improving the health, safety, and comfort of your home.
How it works
The Electrification Estimator uses the residential fuel substitution measures in the California Electronic Technical Reference Manual (eTRM), the average Alameda Municipal Power electric rate and the average PG&E gas G-1 residential service rate as of May 1, 2024, to calculate energy, cost, GHG savings and simple payback period.
Disclaimer
These values are based on modeled results from the California eTRM and actual values will vary based on usage, size of the appliance, etc. This tool is meant to give customers an estimate of electrification costs. Alameda Municipal Power does not guarantee these results. While many electrification projects can save you money, it is important to note that many scenarios may increase your overall energy bill due to an increase in electric load. Current and future electric and natural gas rates play a significant part in determining the cost effectiveness of an electrification measure.
Entering Values for Steps 1, 2, and 3
For Steps 1, 2, and 3 enter values into each of the light yellow cells. Estimate to the best of your knowledge to ehance the tool's accuracy in calculating your estimated payback, energy savings, and green house gas emissions reductions. Cells filled with green will automatically populate.
Step 1) Home Information
Zip Code
Enter your home zip code. Please note, this tool is tailored to homes specifically located in the City of Alameda.
Home Type
Choose Your Home Type: Select the option that best describes your home--single family, townhouse, or condo. This tool is designed for homeowners who can decide to switch from natural gas to all electric appliances and pay for their enery usage. This tool is not intended to estimate values for apartments, renters, or multi family common areas.
Monthly Utility Bill (Gas+Electric)
The monthly utility bill should include your average monthly combined cost of gas and electric utilities (exclude water, sewer and refuse charges). This is used to calculate the new estimated average monthly bill, as well as monthly and annual savings.
Solar Photovoltaic (PV)
Select “Yes” or “No” depending on whether you have a solar PV system installed on your home. This is taken into account when calculating your new estimated monthly bill.
Net Metering (NM Rate)
Select the appropaite which Net Energy Metering Rate for your home. This is taken into account when calculating your new estimated monthly bill and potential bill savings for your excess generation. If you do not have a solar PV system, skip this input and go to the next question.
Home Square Footage
The home square footage is the total square footage of the conditioned (heated and/or cooled) space in the home. This is used to estimate equipment size.
Step 2) Permit and Electric Panel Requirements
Electric Panel Upgrade Needed
If your electric panel is less than 200 amps, you may need a panel upgrade to electrify your appliances. Note that panel upgrades will also require a permit. Enter "Yes" or "No" based on whether you will need to upgrade your electric panel.
Cost of New Electric Panel
If needed, the cost of the upgraded electric panel is also taken into consideration in the calculation. Enter the estimated cost of upgrading the electric panel.
New Electric Panel Incentive (if applicable)
Depending on current program offerings, there may be an incentive for upgrading your main service electric panel.
Cost of New Electric Panel Project
This is the net cost of the installation of a new electric panel.
Step 3) Appliance Types
Current Gas Appliance Type
A set of Current Gas Appliance Types will be available to select for your HVAC Equipment, Water Heater, Cooktop/Range/Oven and Clothes Dryer. Select what appliance you have currently installed. If the exact appliance type is not available, select the closest option. The appliance selected will be compared to the selected Electric Replacement Appliance Type.
Electric Replacement Appliance Type
Based on your selection for the Current Gas Appliance Type, electric replacment appliance options will be available for HVAC Equipment, Thermostats, Water Heaters, Cooktop/Range/Ovens and Clothes Dryers. If the exact appliance type is not available, select the closest option.
Does Your Existing Equipment Still Function?
If you are replacing your appliance(s) due to failure or close to end of its expected useful life, select "No". If you are replacing your appliance(s) for other reasons such as health and safety benefits or a remodel, select "Yes". If you select "No", the results for payback and investment recouped are calculated by the following equation: (Electric Appliance Cost + installation cost) - (Gas Appliance Cost + Installation cost) = Cost shown. If you select "Yes", this assumes that you do not require a replacement at this time and you are simply upgrading to electric appliances. In the latter case, the full cost of the new equipment is used in calculations. (Electric Appliance Cost + Installation cost) = Cost shown. Both cases include the cost of labor to modify the home (such as capping off existing gas lines) and installing the new equipment.
AMP Rebate
There may be AMP incentives and/or rebates available for switching to electric appliances. Visit https://www.alamedamp.com/rebates for current program offerings.
Any Other Applicable Rebates
Federal tax credits or incentives may also be available. Consult your tax advisor for more information.
Step 4) Results
The results of your entire project are calculated based on your inputs.
Annual Cost Savings Per Appliance
The annual utility bill savings is calculated by subtracting the energy cost of the gas appliance(s) from the energy cost to run the electric appliance(s). This value is used to determine the estimated bill impacts. The cost for electricity is based on the Alameda Municipal Power average electric rates (based on estimated forecasts, including surcharges) and the gas cost is based on the PG&E 2024 average residential gas rates. See links below for more details.
https://www.alamedamp.com/161/Residential-Rate-Tiers
PGE.com/Tariffs/Residential.pdf
Percentage of Cost Savings Per Appliance
This provides the percentage of cost savings for each individual appliance based on switching from the gas appliance to the electric appliance selected. The savings listed in each column is for that particular appliance and is a portion of the whole house consumption.
Percentage of Energy Savings Per Appliance
This provides the percentage change in energy usage between the gas and electric appliance selected. Note the percentage of energy savings is only the savings for that appliance type and is one portion of whole house consumption.
Annual Pounds of Carbon Dioxide Per Appliance
This is calculated by converting therms from the gas appliance to pounds of carbon dioxide. Alameda Municipal Power provides 100% clean power to all residential customers. Therefore electrifying an appliance will produce zero greenhouse gas emissions.
Total Electrification Cost
The total cost to electrify your home based on your inputs for each appliance type.
Total Incentive
The total amount of incentives available based on your inputs for each appliance type.
Net Project Cost
The net cost to electrify selected appliances based on your inputs for project costs and available incentives for each appliance.
Estimated New Monthly Bill
The estimated new monthly bill is based on your monthly utility costs and the savings calculated from the appliances you selected to convert. The savings are based on modeled results from the California eTRM. Actual values will vary based on usage, size of the appliance, etc.
Estimated Monthly Savings
The estimated monthly savings provides the monthly savings calculated based on the electric appliance(s) selected.
Estimated Annual Savings
The estimated annual savings provides the annual savings based on the electric appliance(s) selected.
Total Pounds of CO2 Saved Per Year
This is the total pounds of carbon dioxide (CO2) saved per year based on switching from gas appliances to the selected electric appliances. CO2 is a greenhouse gas (GHG).
Equivalent Emissions
The estimator tool uses values based on the Environmental Protection Agency Greenhouse Gas Equivalencies calculator to calculate the values listed in Step 4.
EPA.gov/Energy/Greenhouse-Gas-Equivalencies-Calculator
Simple Payback and Percentage of Investment Recouped Note
This tool calculates the simple payback and percentage of investment recouped based on incremental or full cost of the electric appliance depending on your selection. If you are replacing an appliance on failure, your payback period and percentage of investment recouped will improve.
Simple Payback (Years)
The simple payback is the number of years it will take for the investment to be recovered from the bill savings.
Percentage of Investment Recouped (5 years)
The percentage of the investment that will be recovered in 5 years based on the bill savings.
Percentage of Investment Recouped (10 years)
The percentage of the investment that will be recovered in 10 years based on the bill savings.
Data Assumptions
All fuel substitution data is based on models calculated for the California Electronic Technical Reference Manual. The eTRM is an online database and repository of deemed energy efficiency measures available for programs administered by California investor-owned utilities (IOUs) and publicly owned utilities (POUs).
CAeTRM.com
Questions
For questions, email rebates@alamedamp.com

## middleman (hidden) (hidden)
Calculations: |  |  | Matters for HVAC and HPWH | Measure lookup on 'permutations paste' tab | resulting change in kWh | resulting change in therms | now have to pay this | not paying this any longer
Caterogy | Pre | Post | Dwelling Type | Lookup Name | kWh ∆ | therms ∆ | kWh COST ∆ | therm COST ∆ | nominal total cost change | Pounds of CO2 reduced | Existing Still Functioning? | Incremental cost
HVAC Equipment | 0 | 0 |  | 00 |  | #N/A | #VALUE! | #N/A | #VALUE! | #N/A | 0
Smart Thermostat | 0 | 0 |  | 00 |  | #N/A | #VALUE! | #N/A | #VALUE! | #N/A | 0 |  | Note that a Smart Thermo produces both kWh and gas savings (as long as the heater it controls uses gas as fuel).
Water Heating | 0 | 0 |  | 00 |  | #N/A | #VALUE! | #N/A | #VALUE! | #N/A | 0
Cooktop/Range/Oven | 0 | 0 |  | 00 |  | #N/A | #VALUE! | #N/A | #VALUE! | #N/A | 0
Clothes Dryer | 0 | 0 |  | 00 |  | #N/A | #VALUE! | #N/A | #VALUE! | #N/A | 0
[9 empty] | #VALUE! | #N/A |  | 0
Cooktop | [8 empty] | change in bill
Clothes Dryer
Water Heater
Smart Thermostat
HVAC
Annual Savings | 0 | Measures only, does not include solar
Current Bill | 0
Any Excess (kWh) | 0
Net Metering Rate
Excess kWh payback (if savings>bill) | 0 | Money made back from solar/NEM, if applicable (annual). This is applied only if total measure savings exceed the existing bill (meaning, it includes this only of the home becomes a net producer).
Monthly Savings | 0
New Monthly Cost | 0
CO2 per kWh (lbs) | 0.00117 | Source below
lbs. of CO2 per therm | 11.6845 | Avg
Area | Oakland Area
Zone | CZ03 | eTRM/DEER
Rates |  |  | Average $/kWh and Therm |  | estimated breakdown
$/kWh | 0.17212 | Estimated based on tiered billing. See table to right | kWh Tier | $/kWh | Tier Weight | weighted $/kWh
$/therm | 2.1811 | Estimated based on tiered billing. See table to right | T1 | 0.1243 | 50% | 0.06215
NEM, $0.066 per kWh | 0.06641 |  | T2 | 0.19764 | 33.33% | 0.06588
ERG, $0.105 per kWh | 0.10515 |  | T3 | 0.26453 | 16.67% | 0.044088
Meter Charge | 0 | I do not believe that AMP charges a meter fee. | Avg. $kWh |  |  | 0.17212
Solar/NM | 0 |  |  |  | estimated breakdown
|  |  | therm Tier | $/therm | Tier Weight | weighted $/therm
|  |  | T1 | 2.0534 | 66% | 1.3553
|  |  | T2 | 2.4776 | 33.33% | 0.82587
|  |  | Avg. $kWh |  |  | 2.1811
Rebates
Heat Pump HVAC | 1500
Smart Thermostat | 50
Heat Pump Water Heater | 1500
Induction Cooktop | 300
Electric Dryer | 50
Dropdown Lists Validation |  |  |  | Data Sources
Zip Codes |  |  |  | Measure | eTRM Measure Package | Measure Notes
94501 |  |  |  | HVAC Equipment (Split/Package) | SWHC045-03
94502 |  |  |  | HVAC Equipment (Ductless Mini) | SWHC044-04
|  |  |  | Smart Thermostat | SWHC039-07 | Prog thermo assumed as baseline
Dwelling Type | Abbreviation |  |  | Water Heating | SWAP014-03
Single Family | SFm |  |  | Cooktop/Range/Oven | SWAP013-03 | HPWHs have had the number of iterations consolidated and savings/cost weighted using Alameda sales data
Townhouse | MFm |  |  | Clothes Dryer | SWAP014-03
Condo | MFm
General Measure Notes
| Existing | Efficient | Rebate | Savings come directly from CA eTRM 'permutations' workbooks. Relevant line items (with applicable savings) have been directly pasted into the 'permutations paste' tab, beginning on column 'M.'
Cooktop | Natural Gas | Electrified
| Natural Gas Cooktop | Induction Cooktop | 300
| Natural Gas Wall Oven | Electric Resistance Wall Oven | 0 | Only relevant permutations of each measure have been included in this tool.
| Natural Gas Range (Cooktop & Oven) | Electric Resistance Cooktop & Electric Oven | 0 | HPHWs have been weighted with sales data to reflect the average UEF of new HPWHs sold in Alameda County. Data source: https://techcleanca.com/public-data/download-data/
| Not Electrifying | Induction Cooktop & Electric Oven | 500
Clothes Dryer | Natural Gas | Electrified
| Natural Gas Clothes Dryer | Standard Size Heat Pump Clothes Dryer, Ventless
| Natural Gas Clothes Dryer | Standard Size Heat Pump Clothes Dryer, Vented |  | Electric Rates (2.13.24)
| Natural Gas Clothes Dryer | Compact Size Heat Pump Clothes Dryer, Ventless |  | https://www.alamedamp.com/DocumentCenter/View/1119/D1-Rate-Schedule-Effective-2023-7-1?bidId=
| Natural Gas Clothes Dryer | Compact Size Heat Pump Clothes Dryer, Vented
Not Electrifying
Smart Thermostat | Natural Gas | Electrified
| Programmable Thermostat with AC and Gas Heat | Smart Thermostat | 0
| Programmable Thermostat with Central Heat Pump | Smart Thermostat | 50
Water Heater | Natural Gas | Electrified
| Tankless Natural Gas Water Heater | Heat Pump Water Heater, 45 to 55 Gallons
| Storage Natural Gas Water Heater, 30 Gallons | Heat Pump Water Heater, 45 Gallons |  | https://www.alamedamp.com/195/Solar-Compensation-Billing
| Storage Natural Gas Water Heater, 40 Gallons | Heat Pump Water Heater, 45 to 55 Gallons |  | https://www.alamedamp.com/DocumentCenter/View/1148/Rider-ERG-Effective?bidId=
| Storage Natural Gas Water Heater, 50 Gallons | Heat Pump Water Heater, 55 to 75 Gallons |  | Gas Rates (5.3.24)
| Storage Natural Gas Water Heater, 60 Gallons | Heat Pump Water Heater, 75+ Gallons |  | https://www.pge.com/tariffs/en/rate-information/gas-rates.html#accordion-80734fc416-item-011aaaffe1
| Storage Natural Gas Water Heater, 75 Gallons |  |  | Two-year average
Not Electrifying
HVAC | Natural Gas | Electrified |  |  | Base Rate | Excess Rate
can only map to ductless mini-splits | Wall Furnace | 16 SEER Ductless Mini-Split Heat Pump (HSPF = 9.2) |  | May 2022 | 1.9664 | 2.4235
can only map to ductless mini-splits | Wall Furnace and Window AC | 17 SEER Ductless Mini-Split Heat Pump (HSPF = 9.5) |  | June 2022 | 2.0225 | 2.4796
can only map to central HP | Central AC with Gas Furnace | 18 SEER Ductless Mini-Split Heat Pump (HSPF = 9.8) |  | July 2022 | 2.0637 | 2.5208
can only map to central HP | Central Gas Furnace | 19 SEER Ductless Mini-Split Heat Pump (HSPF = 10) |  | August 2022 | 1.9795 | 2.4475
| Not Electrifying | 20 SEER Ductless Mini-Split Heat Pump (HSPF = 10.3) |  | September 2022 | 2.1648 | 2.6327
|  | 21 SEER Ductless Mini-Split Heat Pump (HSPF = 10.6) |  | October 2022 | 2.2609 | 2.7289
|  | 22 SEER Ductless Mini-Split Heat Pump (HSPF = 10.9) |  | November 2022 | 2.3007 | 2.7687
|  | 15.2 SEER2 Ductless Mini-Split Heat Pump (HSPF2 = 7.8) |  | December 2022 | 2.3412 | 2.8092
|  | 16 SEER2 Ductless Mini-Split Heat Pump (HSPF2 = 8.1) |  | January 2023 | 2.6766 | 3.0644
|  | 16.9 SEER2 Ductless Mini-Split Heat Pump (HSPF2 = 8.3) |  | February 2023 | 2.7513 | 3.1391
|  | 17.8 SEER2 Ductless Mini-Split Heat Pump (HSPF2 = 8.5) |  | March 2023 | 2.1082 | 2.496
16 SEER Central Heat Pump (HSPF = 9) |  | 18.7 SEER2 Ductless Mini-Split Heat Pump (HSPF2 = 8.7) |  | April 2023 | 1.5546 | 1.9424
17 SEER Central Heat Pump (HSPF = 9.4) |  | 19.6 SEER2 Ductless Mini-Split Heat Pump (HSPF2 = 8.9) |  | May 2023 | 1.4812 | 1.869
18 SEER Central Heat Pump (HSPF = 9.5) |  | 20.5 SEER2 Ductless Mini-Split Heat Pump (HSPF2 = 9.1) |  | June 2023 | 1.5379 | 1.9257
19 SEER Central Heat Pump (HSPF = 9.5) |  | 16 SEER Central Heat Pump (HSPF = 9) |  | July 2023 | 1.5958 | 1.9836
20 SEER Central Heat Pump (HSPF = 10) |  | 17 SEER Central Heat Pump (HSPF = 9.4) |  | August 2023 | 1.6445 | 2.0401
21 SEER Central Heat Pump (HSPF = 10.5) |  | 18 SEER Central Heat Pump (HSPF = 9.5) |  | September 2023 | 1.821 | 2.2196
15.2 SEER2 Central Heat Pump (HSPF2 = 7.7) |  | 19 SEER Central Heat Pump (HSPF = 9.5) |  | October 2023 | 1.9938 | 2.3924
16 SEER2 Central Heat Pump (HSPF2 = 8) |  | 20 SEER Central Heat Pump (HSPF = 10) |  | November 2023 | 2.063 | 2.4615
16.9 SEER2 Central Heat Pump (HSPF2 = 8.1) |  | 21 SEER Central Heat Pump (HSPF = 10.5) |  | December 2023 | 2.2544 | 2.653
17.8 SEER2 Central Heat Pump (HSPF2 = 8.1) |  | 15.2 SEER2 Central Heat Pump (HSPF2 = 7.7) |  | January 2024 | 2.4389 | 2.8666
18.7 SEER2 Central Heat Pump (HSPF2 = 8.5) |  | 16 SEER2 Central Heat Pump (HSPF2 = 8) |  | February 2024 | 2.3948 | 2.8318
19.6 SEER2 Central Heat Pump (HSPF2 = 8.9) |  | 16.9 SEER2 Central Heat Pump (HSPF2 = 8.1) |  | March 2024 | 2.1678 | 2.6048
|  | 17.8 SEER2 Central Heat Pump (HSPF2 = 8.1) |  | April 2024 | 1.8666 | 2.31
|  | 18.7 SEER2 Central Heat Pump (HSPF2 = 8.5) |  | May 2024 | 1.8859 | 2.3294
19.6 SEER2 Central Heat Pump (HSPF2 = 8.9)
Generation Mix
https://www.alamedamp.com/DocumentCenter/View/1153/Power-Content-Label?bidId=

## permutations paste (hidden) (hidden)
Updated February 2024 | Measure | Baseline | Efficient | Dwelling | Lookup Key | kWh1 | gas1 | EUL | IC (ROB) | IC (ER) | Pasted from 'Permutations' workbooks -->
1 | HP Clothes Dryer | Baseline | Efficient | Dwelling | HP Clothes Dryer | kWh1 | gas1 | EUL | IC (ROB) | IC (ER) | Statewide Measure ID | Measure Version ID | Measure Name | Offering ID | First Base Case Description | Second Base Case Description | Measure Case Description | Existing Description | Standard Description | First Baseline Case | Second Baseline Case | Measure Application Type | Building Type | Building Vintage | Building Location | Normalized Unit | Sector | Program Administrator Type | Program Administrator | Dryer Type | Size | Voltage [VAC] | Offering | EUL-Version | EUL-Bldg Type | NTG-Version | Lighting Types | IE-Version | IE-Bldg Type | First Baseline - Peak Electric Demand Reduction | First Baseline - Electric Savings | First Baseline - Gas Savings | Second Baseline - Peak Electric Demand Reduction | Second Baseline - Electric Savings | Second Baseline - Gas Savings | First Baseline - Labor Cost | First Baseline - Material Cost | Measure Total Cost 1st Baseline | Measure - Labor Cost | Measure - Material Cost | Second Baseline - Labor Cost | Second Baseline - Material Cost | Measure Total Cost 2nd Baseline | Locational Cost Adjustment ID | Effective Useful Life ID | EUL Years | Remaining Useful Life ID | RUL Years | First Baseline - Life Cycle | Second Baseline - Life Cycle | First Baseline - UEC kW | First Baseline - UEC kWh | First Baseline - UEC Therm | Second Baseline - UEC kW | Second Baseline - UEC kWh | Second Baseline - UEC Therm | Measure UEC kW | Measure UEC kWh | Measure UEC Therm | Delivery Type | Net to Gross Ratio ID | NTG kWh | NTG kW | NTG Therms | NTGR Cost | GSIA ID | GSIA Value | Restricted Permutation | Electric Impact Profile ID | Gas Impact Profile ID | Unit Gas Infrastructure Benefits | Unit Refrigerant Costs | Unit Refrigerant Benefits | Unit Miscellaneous Costs | Miscellaneous Cost Description | Unit Miscellaneous Benefits | Miscellaneous Benefits Description | Market Effects Benefits | Market Effects Costs | Measure Inflation | Combustion Type | Measure Impact Calculation Type | Upstream Flag (True / False) | Version | Version Source | Electric Benefits | Gas Benefits | TRC Cost - No Administrative Cost | PAC Cost - No Administrative Cost | TRC Ratio - No Administrative Cost | PAC Ratio - No Administrative Cost | Total System Benefit | Water Energy Benefits | Other Benefits | Other Costs | Water Measure Type | First Baseline - Water Savings | Second Baseline - Water Savings | First Baseline - IOU Embedded Water Energy Savings | Second Baseline - IOU Embedded Water Energy Savings | First Baseline - Total Embedded Water Energy Savings | Second Baseline - Total Embedded Water Energy Savings | Measure Technology ID | Pre-Existing Technology ID | Standard Technology ID | Technology Group | Pre-Existing Technology Group | Standard Technology Group | Technology Type | Pre-Existing Technology Type | Standard Technology Type | Use Category | Use Subcategory | Building HVAC | ETP Flag | ETP First Year Introduced to Programs | Is IE factor applied? (Yes / No) | IE Table Name | Measure Qualifier | DEER Measure ID | Measure Cost ID | Measure Impact Type | Offering Description | Source Description | PA Lead | Effective Start Date | End Date | Measure Detail ID
2 | HP clothes | Natural Gas Clothes Dryer | Standard Size Heat Pump Clothes Dryer, Ventless |  | Natural Gas Clothes DryerStandard Size Heat Pump Clothes Dryer, Ventless | -266 | 12.6 | 12 | 933.74 | 1802.88 | SWAP014 | SWAP014-03 | Heat Pump Clothes Dryer, Residential, Fuel Substitution | N | Natural gas clothes dryer, SFm, CZ03 |  | Standard size heat pump clothes dryer, ventless, any volt, SFm, CZ03 | Natural gas clothes dryer | Natural gas clothes dryer | Standard Practice | None | NR | SFm | Ex | CZ03 | Each | Res | Any | Any | Ventless | Standard | Any | Dwelling | ExAnte2016 | Any | DEER2020 | Res-Iltg-dWatt-CFL-basis | DEER2023 | Res | 0 | -266 | 12.6 | 0 | 0 | 0 | 0 | 869.14 | 933.74 | 227.75 | 1575.13 | 0 | 0 | 0 | None | Appl-EffCD | 12 |  | 0 | 12 | 0 | 0 | 42.7 | 8.27 | 0 | 0 | 0 | 0 | 309 | -4.36 | DnDeemed | FuelSubst-Default | 1 | 1 | 1 | 1 | Def-GSIA | 1 | 0 | DEER:Res_ClothesDishWasher | Annual | 0 | 79.06 | 0 | 0 |  | 0 | [5 empty] | Standard | FALSE | ExAnte2024 | IOU workpaper | 0 | 199.35 | 1213.87 | 314.9 | 0.16 | 0.63 | -115.55 | 0 | 0 | 79.06 |  | 0 | 0 | 0 | 0 | 0 | 0 |  |  |  | Clean_equip | Clean_equip | Clean_equip | ClothesDry-HP | ClothesDry-Gas | ClothesDry-Gas | AppPlug | Laundry | Any |  |  | Yes | 2020-Res-InLtg | None |  |  | Deem-WP-FuelSub | Standard size heat pump clothes dryer, any volt, ventless, dwelling | SWAP014-03 | SCE | 45292 |  | SWAP014-03-N-NR-DnDeemed-Res-SFm-Ex-Any-CZ03-FuelSubst-Default-Def-GSIA-Any-Any
3 | HP clothes | Natural Gas Clothes Dryer | Standard Size Heat Pump Clothes Dryer, Vented |  | Natural Gas Clothes DryerStandard Size Heat Pump Clothes Dryer, Vented | -261 | 15 | 12 | 933.74 | 1802.88 | SWAP014 | SWAP014-03 | Heat Pump Clothes Dryer, Residential, Fuel Substitution | J | Natural gas clothes dryer, SFm, CZ03 |  | Standard size heat pump clothes dryer, vented, any volt, SFm, CZ03 | Natural gas clothes dryer | Natural gas clothes dryer | Standard Practice | None | NR | SFm | Ex | CZ03 | Each | Res | Any | Any | Vented | Standard | Any | Dwelling | ExAnte2016 | Any | DEER2020 | Res-Iltg-dWatt-CFL-basis | DEER2023 | Res | 0 | -261 | 15 | 0 | 0 | 0 | 0 | 869.14 | 933.74 | 227.75 | 1575.13 | 0 | 0 | 0 | None | Appl-EffCD | 12 |  | 0 | 12 | 0 | 0 | 53.9 | 14.1 | 0 | 0 | 0 | 0 | 315 | -0.872 | DnDeemed | FuelSubst-Default | 1 | 1 | 1 | 1 | Def-GSIA | 1 | 0 | DEER:Res_ClothesDishWasher | Annual | 0 | 79.06 | 0 | 0 |  | 0 | [5 empty] | Standard | FALSE | ExAnte2024 | IOU workpaper | 0 | 237.32 | 1209.44 | 310.46 | 0.2 | 0.76 | -73.14 | 0 | 0 | 79.06 |  | 0 | 0 | 0 | 0 | 0 | 0 |  |  |  | Clean_equip | Clean_equip | Clean_equip | ClothesDry-HP | ClothesDry-Gas | ClothesDry-Gas | AppPlug | Laundry | Any |  |  | Yes | 2020-Res-InLtg | None |  |  | Deem-WP-FuelSub | Standard size heat pump clothes dryer, any volt, vented, dwelling | SWAP014-03 | SCE | 45292 |  | SWAP014-03-J-NR-DnDeemed-Res-SFm-Ex-Any-CZ03-FuelSubst-Default-Def-GSIA-Any-Any
4 | HP clothes | Natural Gas Clothes Dryer | Compact Size Heat Pump Clothes Dryer, Ventless |  | Natural Gas Clothes DryerCompact Size Heat Pump Clothes Dryer, Ventless | -60.8 | 9.73 | 12 | 825.11 | 1694.25 | SWAP014 | SWAP014-03 | Heat Pump Clothes Dryer, Residential, Fuel Substitution | K | Natural gas clothes dryer, SFm, CZ03 |  | Compact size heat pump clothes dryer, ventless, 120 volt, SFm, CZ03 | Natural gas clothes dryer | Natural gas clothes dryer | Standard Practice | None | NR | SFm | Ex | CZ03 | Each | Res | Any | Any | Ventless | Compact | 120 | Dwelling | ExAnte2016 | Any | DEER2020 | Res-Iltg-dWatt-CFL-basis | DEER2023 | Res | 0 | -60.8 | 9.73 | 0 | 0 | 0 | 0 | 869.14 | 825.11 | 227.75 | 1466.5 | 0 | 0 | 0 | None | Appl-EffCD | 12 |  | 0 | 12 | 0 | 0 | 42.7 | 8.27 | 0 | 0 | 0 | 0 | 104 | -1.46 | DnDeemed | FuelSubst-Default | 1 | 1 | 1 | 1 | Def-GSIA | 1 | 0 | DEER:Res_ClothesDishWasher | Annual | 0 | 79.06 | 0 | 0 |  | 0 | [5 empty] | Standard | FALSE | ExAnte2024 | IOU workpaper | 0 | 153.94 | 927.36 | 132.97 | 0.17 | 1.16 | 20.98 | 0 | 0 | 79.06 |  | 0 | 0 | 0 | 0 | 0 | 0 |  |  |  | Clean_equip | Clean_equip | Clean_equip | ClothesDry-HP | ClothesDry-Gas | ClothesDry-Gas | AppPlug | Laundry | Any |  |  | Yes | 2020-Res-InLtg | None |  |  | Deem-WP-FuelSub | Compact size heat pump clothes dryer, 120 volt, ventless, dwelling | SWAP014-03 | SCE | 45292 |  | SWAP014-03-K-NR-DnDeemed-Res-SFm-Ex-Any-CZ03-FuelSubst-Default-Def-GSIA-Any-Any
5 | HP clothes | Natural Gas Clothes Dryer | Compact Size Heat Pump Clothes Dryer, Vented |  | Natural Gas Clothes DryerCompact Size Heat Pump Clothes Dryer, Vented | -51.8 | 14.4 | 12 | 825.11 | 1694.25 | SWAP014 | SWAP014-03 | Heat Pump Clothes Dryer, Residential, Fuel Substitution | G | Natural gas clothes dryer, SFm, CZ03 |  | Compact size heat pump clothes dryer, vented, 120 volt, SFm, CZ03 | Natural gas clothes dryer | Natural gas clothes dryer | Standard Practice | None | NR | SFm | Ex | CZ03 | Each | Res | Any | Any | Vented | Compact | 120 | Dwelling | ExAnte2016 | Any | DEER2020 | Res-Iltg-dWatt-CFL-basis | DEER2023 | Res | 0 | -51.8 | 14.4 | 0 | 0 | 0 | 0 | 869.14 | 825.11 | 227.75 | 1466.5 | 0 | 0 | 0 | None | Appl-EffCD | 12 |  | 0 | 12 | 0 | 0 | 53.9 | 14.1 | 0 | 0 | 0 | 0 | 106 | -0.292 | DnDeemed | FuelSubst-Default | 1 | 1 | 1 | 1 | Def-GSIA | 1 | 0 | DEER:Res_ClothesDishWasher | Annual | 0 | 79.06 | 0 | 0 |  | 0 | [5 empty] | Standard | FALSE | ExAnte2024 | IOU workpaper | 0 | 227.83 | 919.38 | 124.99 | 0.25 | 1.82 | 102.84 | 0 | 0 | 79.06 |  | 0 | 0 | 0 | 0 | 0 | 0 |  |  |  | Clean_equip | Clean_equip | Clean_equip | ClothesDry-HP | ClothesDry-Gas | ClothesDry-Gas | AppPlug | Laundry | Any |  |  | Yes | 2020-Res-InLtg | None |  |  | Deem-WP-FuelSub | Compact size heat pump clothes dryer, 120 volt, vented, dwelling | SWAP014-03 | SCE | 45292 |  | SWAP014-03-G-NR-DnDeemed-Res-SFm-Ex-Any-CZ03-FuelSubst-Default-Def-GSIA-Any-Any
6 | Smart Thermos | Baseline | Efficient |  | Smart Thermos | kWh1 | gas1 | EUL | IC (ROB) | IC (ER) | Statewide Measure ID | Measure Version ID | Measure Name | Offering ID | First Base Case Description | Second Base Case Description | Measure Case Description | Existing Description | Standard Description | First Baseline Case | Second Baseline Case | Measure Application Type | Building Type | Building Vintage | Building Location | Normalized Unit | Sector | Program Administrator Type | Program Administrator | Program Type | System Type | EUL-Version | EUL-Bldg Type | NTG-Version | Emerging Technologies Program Funding Year | First Baseline - Peak Electric Demand Reduction | First Baseline - Electric Savings | First Baseline - Gas Savings | Second Baseline - Peak Electric Demand Reduction | Second Baseline - Electric Savings | Second Baseline - Gas Savings | First Baseline - Labor Cost | First Baseline - Material Cost | Measure Total Cost 1st Baseline | Measure - Labor Cost | Measure - Material Cost | Second Baseline - Labor Cost | Second Baseline - Material Cost | Measure Total Cost 2nd Baseline | Locational Cost Adjustment ID | Effective Useful Life ID | EUL Years | Remaining Useful Life ID | RUL Years | First Baseline - Life Cycle | Second Baseline - Life Cycle | First Baseline - UEC kW | First Baseline - UEC kWh | First Baseline - UEC Therm | Second Baseline - UEC kW | Second Baseline - UEC kWh | Second Baseline - UEC Therm | Measure UEC kW | Measure UEC kWh | Measure UEC Therm | Delivery Type | Net to Gross Ratio ID | NTG kWh | NTG kW | NTG Therms | NTGR Cost | GSIA ID | GSIA Value | Restricted Permutation | Electric Impact Profile ID | Gas Impact Profile ID | Unit Gas Infrastructure Benefits | Unit Refrigerant Costs | Unit Refrigerant Benefits | Unit Miscellaneous Costs | Miscellaneous Cost Description | Unit Miscellaneous Benefits | Miscellaneous Benefits Description | Market Effects Benefits | Market Effects Costs | Measure Inflation | Combustion Type | Measure Impact Calculation Type | Upstream Flag (True / False) | Version | Version Source | Electric Benefits | Gas Benefits | TRC Cost - No Administrative Cost | PAC Cost - No Administrative Cost | TRC Ratio - No Administrative Cost | PAC Ratio - No Administrative Cost | Total System Benefit | Water Energy Benefits | Other Benefits | Other Costs | Water Measure Type | First Baseline - Water Savings | Second Baseline - Water Savings | First Baseline - IOU Embedded Water Energy Savings | Second Baseline - IOU Embedded Water Energy Savings | First Baseline - Total Embedded Water Energy Savings | Second Baseline - Total Embedded Water Energy Savings | Measure Technology ID | Pre-Existing Technology ID | Standard Technology ID | Technology Group | Pre-Existing Technology Group | Standard Technology Group | Technology Type | Pre-Existing Technology Type | Standard Technology Type | Use Category | Use Subcategory | Building HVAC | ETP Flag | ETP First Year Introduced to Programs | Is IE factor applied? (Yes / No) | IE Table Name | Measure Qualifier | DEER Measure ID | Measure Cost ID | Measure Impact Type | Offering Description | Source Description | PA Lead | Effective Start Date | End Date | Measure Detail ID
7 | Smart Thermo | Programmable Thermostat with AC and Gas Heat | Smart Thermostat |  | Programmable Thermostat with AC and Gas HeatSmart Thermostat | 25.6 | 9.72 | 9.1 | 77.19 | 179.58 | SWHC039 | SWHC039-07 | Smart Thermostat, Residential | E | Programmable thermostat, Res, CZ03 |  | Smart thermostat - DX w/ gas heat, downstream deemed/upstream deemed, Res, CZ03 | Programmable thermostat | Programmable thermostat | Standard Practice | None | NR | Res | Ex | CZ03 | Household | Res | Any | Any | Rebate Program | Smart Thermostat - DX w/ Gas Heat | ExAnte2019 | Any | DEER2019 | 2013-2015 | 0 | 25.6 | 9.72 | 0 | 0 | 0 | 36.46 | 65.93 | 77.19 | 36.46 | 143.12 | 0 | 0 | 0 | None | HV-SmartTstat | 9.1 |  | 0 | 9.1 | 0 | 0 | 25.6 | 9.72 | 0 | 0 | 0 | 0 | 0 | 0 | UpDeemed | Res-Default>2 | 0.55 | 0.55 | 0.55 | 0.55 | Def-GSIA | 1 | 0 | DEER:HVAC_Eff_AC | Annual | 0 | 0 | 0 | 0 |  | 0 | [5 empty] | Standard | TRUE | ExAnte2024 | IOU workpaper | 19.1 | 65.97 | 40.87 | 0 | 2.08 | 0 | 85.07 | 0 | 0 | 0 |  | 0 | 0 | 0 | 0 | 0 | 0 |  |  |  | HV_Tech | HV_Tech | HV_Tech | TStat | TStat | TStat | HVAC | EnvCtrl | rDXGF | ET13SCG0017, ET13SCG0018, ET11PGE1071, ET11PGE1072, ET11PGE8073, ET11PGE8074, ET12PGE1141, ET13PGE1462, ET14PGE8661 |  | No | NA | None |  |  | Deem-WP | Residential smart thermostat (downstream deemed/upstream deemed) | SWHC039-07 | SCE | 45292 |  | SWHC039-07-E-NR-UpDeemed-Res-Res-Ex-rDXGF-CZ03-Res-Default>2-Def-GSIA-Any-Any
8 | Smart Thermo | Programmable Thermostat with Central Heat Pump | Smart Thermostat |  | Programmable Thermostat with Central Heat PumpSmart Thermostat | 25.6 | 0 | 9.1 | 77.19 | 179.58 | SWHC039 | SWHC039-07 | Smart Thermostat, Residential | F | Programmable thermostat, Res, CZ03 |  | Smart thermostat - heat pump, downstream deemed/upstream deemed, Res, CZ03 | Programmable thermostat | Programmable thermostat | Standard Practice | None | NR | Res | Ex | CZ03 | Household | Res | Any | Any | Rebate Program | Smart Thermostat - Heat Pump | ExAnte2019 | Any | DEER2019 | 2013-2015 | 0 | 25.6 | 0 | 0 | 0 | 0 | 36.46 | 65.93 | 77.19 | 36.46 | 143.12 | 0 | 0 | 0 | None | HV-SmartTstat | 9.1 |  | 0 | 9.1 | 0 | 0 | 25.6 | 0 | 0 | 0 | 0 | 0 | 0 | 0 | UpDeemed | Res-Default>2 | 0.55 | 0.55 | 0.55 | 0.55 | Def-GSIA | 1 | 0 | DEER:HVAC_Eff_HP | Annual | 0 | 0 | 0 | 0 |  | 0 | [5 empty] | Standard | TRUE | ExAnte2024 | IOU workpaper | 8.48 | 0 | 40.87 | 0 | 0.21 | 0 | 8.48 | 0 | 0 | 0 |  | 0 | 0 | 0 | 0 | 0 | 0 |  |  |  | HV_Tech | HV_Tech | HV_Tech | TStat | TStat | TStat | HVAC | EnvCtrl | rDXHP | ET13SCG0017, ET13SCG0018, ET11PGE1071, ET11PGE1072, ET11PGE8073, ET11PGE8074, ET12PGE1141, ET13PGE1462, ET14PGE8661 |  | No | NA | None |  |  | Deem-WP | Residential smart thermostat heat pump (downstream deemed/upstream deemed) | SWHC039-07 | SCE | 45292 |  | SWHC039-07-F-NR-UpDeemed-Res-Res-Ex-rDXHP-CZ03-Res-Default>2-Def-GSIA-Any-Any
9 | Cookin' Equipment | Baseline | Electric Resistance Cooktop & Electric Oven |  | Natural Gas Range (Cooktop & Oven)Electric Cooktop & Electric Oven | kWh1 | gas1 |  | IC (ROB) | IC (ER) | Statewide Measure ID | Measure Version ID | Measure Name | Offering ID | First Base Case Description | Second Base Case Description | Measure Case Description | Existing Description | Standard Description | First Baseline Case | Second Baseline Case | Measure Application Type | Building Type | Building Vintage | Building Location | Normalized Unit | Sector | Program Administrator Type | Program Administrator | Base Case Equipment | Measure Case Equipment | EUL-Version | EUL-Bldg Type | NTG-Version | First Baseline - Peak Electric Demand Reduction | First Baseline - Electric Savings | First Baseline - Gas Savings | Second Baseline - Peak Electric Demand Reduction | Second Baseline - Electric Savings | Second Baseline - Gas Savings | First Baseline - Labor Cost | First Baseline - Material Cost | Measure Total Cost 1st Baseline | Measure - Labor Cost | Measure - Material Cost | Second Baseline - Labor Cost | Second Baseline - Material Cost | Measure Total Cost 2nd Baseline | Locational Cost Adjustment ID | Effective Useful Life ID | EUL Years | Remaining Useful Life ID | RUL Years | First Baseline - Life Cycle | Second Baseline - Life Cycle | First Baseline - UEC kW | First Baseline - UEC kWh | First Baseline - UEC Therm | Second Baseline - UEC kW | Second Baseline - UEC kWh | Second Baseline - UEC Therm | Measure UEC kW | Measure UEC kWh | Measure UEC Therm | Delivery Type | Net to Gross Ratio ID | NTG kWh | NTG kW | NTG Therms | NTGR Cost | GSIA ID | GSIA Value | Restricted Permutation | Electric Impact Profile ID | Gas Impact Profile ID | Unit Gas Infrastructure Benefits | Unit Refrigerant Costs | Unit Refrigerant Benefits | Unit Miscellaneous Costs | Miscellaneous Cost Description | Unit Miscellaneous Benefits | Miscellaneous Benefits Description | Market Effects Benefits | Market Effects Costs | Measure Inflation | Combustion Type | Measure Impact Calculation Type | Upstream Flag (True / False) | Version | Version Source | Electric Benefits | Gas Benefits | TRC Cost - No Administrative Cost | PAC Cost - No Administrative Cost | TRC Ratio - No Administrative Cost | PAC Ratio - No Administrative Cost | Total System Benefit | Water Energy Benefits | Other Benefits | Other Costs | Water Measure Type | First Baseline - Water Savings | Second Baseline - Water Savings | First Baseline - IOU Embedded Water Energy Savings | Second Baseline - IOU Embedded Water Energy Savings | First Baseline - Total Embedded Water Energy Savings | Second Baseline - Total Embedded Water Energy Savings | Measure Technology ID | Pre-Existing Technology ID | Standard Technology ID | Technology Group | Pre-Existing Technology Group | Standard Technology Group | Technology Type | Pre-Existing Technology Type | Standard Technology Type | Use Category | Use Subcategory | Building HVAC | ETP Flag | ETP First Year Introduced to Programs | Is IE factor applied? (Yes / No) | IE Table Name | Measure Qualifier | DEER Measure ID | Measure Cost ID | Measure Impact Type | Offering Description | Source Description | PA Lead | Effective Start Date | End Date | Measure Detail ID
10 | Cooktop | Natural Gas Cooktop | Induction Cooktop | SFm | Natural Gas CooktopInduction Cooktop | -89.9 | 5.74 | 16 | 666.12 | 2316.87 | SWAP013 | SWAP013-03 | Cooking Appliances, Residential, Fuel Substitution | A | Natural gas cooktop |  | Induction cooktop | Natural gas cooktop with no oven | Natural gas cooktop with no oven | Standard Practice | None | NR | SFm | Ex | CZ03 | Each | Res | Any | Any | Natural Gas Cooktop | Induction Cooktop | DEER2020 | Any | DEER2020 | 0 | -89.9 | 5.74 | 0 | 0 | 0 | 138.9 | 1511.85 | 666.12 | 295.16 | 2021.71 | 0 | 0 | 0 | None | Appl-Elec_Cooking | 16 |  | 0 | 16 | 0 | 0 | 0 | 5.74 | 0 | 0 | 0 | 0 | 89.9 | 0 | DnDeemDI | FuelSubst-Default | 1 | 1 | 1 | 1 | Def-GSIA | 1 | 0 | DEER:Res_ClothesDishWasher | Annual | 0 | 0 | 0 | 0 |  | 0 | [5 empty] | Standard | FALSE | ExAnte2024 | IOU workpaper | 0 | 116.5 | 735.11 | 93.79 | 0.16 | 1.24 | 22.71 | 0 | 0 | 0 |  | 0 | 0 | 0 | 0 | 0 | 0 |  |  |  | Cook_equip | Cook_equip | Cook_equip | Cooking | Cooking | Cooking | AppPlug | KitchenApp | Any |  |  | No | NA | None |  |  | Deem-WP-FuelSub | Induction cooktop replacing gas cooktop | SWAP013-03 | SCE | 45292 |  | SWAP013-03-A-NR-DnDeemDI-Res-SFm-Ex-Any-CZ03-FuelSubst-Default-Def-GSIA-Any-Any
11 | Cooktop | Natural Gas Range (Cooktop & Oven) | Induction Cooktop & Electric Oven | SFm | Natural Gas Range (Cooktop & Oven)Induction Cooktop & Electric Oven | -207 | 14.3 | 16 | 1483.97 | 2640.63 | SWAP013 | SWAP013-03 | Cooking Appliances, Residential, Fuel Substitution | B | Natural gas range |  | Electric range with induction cooktop | Natural gas cooktop with natural gas oven | Natural gas cooktop with natural gas oven | Standard Practice | None | NR | SFm | Ex | CZ03 | Each | Res | Any | Any | Natural Gas Range | Electric Range with Induction Cooktop | DEER2020 | Any | DEER2020 | 0 | -207 | 14.3 | 0 | 0 | 0 | 194.46 | 962.2 | 1483.97 | 350.72 | 2289.91 | 0 | 0 | 0 | None | Appl-Elec_Cooking | 16 |  | 0 | 16 | 0 | 0 | 54.3 | 14.3 | 0 | 0 | 0 | 0 | 261 | 0 | DnDeemDI | FuelSubst-Default | 1 | 1 | 1 | 1 | Def-GSIA | 1 | 0 | DEER:Res_ClothesDishWasher | Annual | 0 | 0 | 0 | 0 |  | 0 | [5 empty] | Standard | FALSE | ExAnte2024 | IOU workpaper | 0 | 290.25 | 1644.68 | 215.96 | 0.18 | 1.34 | 74.29 | 0 | 0 | 0 |  | 0 | 0 | 0 | 0 | 0 | 0 |  |  |  | Cook_equip | Cook_equip | Cook_equip | Cooking | Cooking | Cooking | AppPlug | KitchenApp | Any |  |  | No | NA | None |  |  | Deem-WP-FuelSub | Electric range with induction cooktop replacing gas range | SWAP013-03 | SCE | 45292 |  | SWAP013-03-B-NR-DnDeemDI-Res-SFm-Ex-Any-CZ03-FuelSubst-Default-Def-GSIA-Any-Any
12 | Range/Cooktop | Natural Gas Range (Cooktop & Oven) | Electric Resistance Cooktop & Electric Oven | SFm | Natural Gas Range (Cooktop & Oven)Electric Resistance Cooktop & Electric Oven | -219 | 14.3 | 16 | 189.6 | 1346.26 | SWAP013 | SWAP013-03 | Cooking Appliances, Residential, Fuel Substitution | C | Natural gas range |  | Electric range with electric resistance cooktop | Natural gas cooktop with natural gas oven | Natural gas cooktop with natural gas oven | Standard Practice | None | NR | SFm | Ex | CZ03 | Each | Res | Any | Any | Natural Gas Range | Electric Range with Electric Resistance Cooktop | DEER2020 | Any | DEER2020 | 0 | -219 | 14.3 | 0 | 0 | 0 | 194.46 | 962.2 | 189.6 | 350.72 | 995.54 | 0 | 0 | 0 | None | Appl-Elec_Cooking | 16 |  | 0 | 16 | 0 | 0 | 54.3 | 14.3 | 0 | 0 | 0 | 0 | 274 | 0 | DnDeemDI | FuelSubst-Default | 1 | 1 | 1 | 1 | Def-GSIA | 1 | 0 | DEER:Res_ClothesDishWasher | Annual | 0 | 0 | 0 | 0 |  | 0 | [5 empty] | Standard | FALSE | ExAnte2024 | IOU workpaper | 0 | 290.25 | 411.02 | 228.48 | 0.71 | 1.27 | 61.77 | 0 | 0 | 0 |  | 0 | 0 | 0 | 0 | 0 | 0 |  |  |  | Cook_equip | Cook_equip | Cook_equip | Cooking | Cooking | Cooking | AppPlug | KitchenApp | Any |  |  | No | NA | None |  |  | Deem-WP-FuelSub | Electric range with electric resistance cooktop replacing gas range | SWAP013-03 | SCE | 45292 |  | SWAP013-03-C-NR-DnDeemDI-Res-SFm-Ex-Any-CZ03-FuelSubst-Default-Def-GSIA-Any-Any
13 | Oven | Natural Gas Wall Oven | Electric Resistance Wall Oven | SFm | Natural Gas Wall OvenElectric Resistance Wall Oven | -117 | 8.61 | 16 | 1038.56 | 2498.08 | SWAP013 | SWAP013-03 | Cooking Appliances, Residential, Fuel Substitution | D | Natural gas wall oven |  | Electric resistance wall oven | No cooktop with natural gas wall oven | No cooktop with natural gas wall oven | Standard Practice | None | NR | SFm | Ex | CZ03 | Each | Res | Any | Any | Natural Gas Wall Oven | Electric Resistance Wall Oven | DEER2020 | Any | DEER2020 | 0 | -117 | 8.61 | 0 | 0 | 0 | 208.35 | 1251.17 | 1038.56 | 364.61 | 2133.47 | 0 | 0 | 0 | None | Appl-Elec_Cooking | 16 |  | 0 | 16 | 0 | 0 | 54.3 | 8.61 | 0 | 0 | 0 | 0 | 172 | 0 | DnDeemDI | FuelSubst-Default | 1 | 1 | 1 | 1 | Def-GSIA | 1 | 0 | DEER:Res_ClothesDishWasher | Annual | 0 | 0 | 0 | 0 |  | 0 | [5 empty] | Standard | FALSE | ExAnte2024 | IOU workpaper | 0 | 174.76 | 1121.96 | 122.06 | 0.16 | 1.43 | 52.69 | 0 | 0 | 0 |  | 0 | 0 | 0 | 0 | 0 | 0 |  |  |  | Cook_equip | Cook_equip | Cook_equip | Cooking | Cooking | Cooking | AppPlug | KitchenApp | Any |  |  | No | NA | None |  |  | Deem-WP-FuelSub | Electric resistance wall oven replacing gas wall oven | SWAP013-03 | SCE | 45292 |  | SWAP013-03-D-NR-DnDeemDI-Res-SFm-Ex-Any-CZ03-FuelSubst-Default-Def-GSIA-Any-Any
14 | Central Heat Pump | Baseline | Efficient | Dwelling | Central Heat Pump | kWh1 | gas1 | EUL | IC (ROB) | IC (ER) | Statewide Measure ID | Measure Version ID | Measure Name | Offering ID | First Base Case Description | Second Base Case Description | Measure Case Description | Existing Description | Standard Description | First Baseline Case | Second Baseline Case | Measure Application Type | Building Type | Building Vintage | Building Location | Normalized Unit | Sector | Program Administrator Type | Program Administrator | Measure Case Equipment Type | Seasonal Energy Efficiency Rating (SEER or SEER2) | Base Case Equipment Type | EUL-Version | EUL-Bldg Type | NTG-Version | First Baseline - Peak Electric Demand Reduction | First Baseline - Electric Savings | First Baseline - Gas Savings | Second Baseline - Peak Electric Demand Reduction | Second Baseline - Electric Savings | Second Baseline - Gas Savings | First Baseline - Labor Cost | First Baseline - Material Cost | Measure Total Cost 1st Baseline | Measure - Labor Cost | Measure - Material Cost | Second Baseline - Labor Cost | Second Baseline - Material Cost | Measure Total Cost 2nd Baseline | Locational Cost Adjustment ID | Effective Useful Life ID | EUL Years | Remaining Useful Life ID | RUL Years | First Baseline - Life Cycle | Second Baseline - Life Cycle | First Baseline - UEC kW | First Baseline - UEC kWh | First Baseline - UEC Therm | Second Baseline - UEC kW | Second Baseline - UEC kWh | Second Baseline - UEC Therm | Measure UEC kW | Measure UEC kWh | Measure UEC Therm | Delivery Type | Net to Gross Ratio ID | NTG kWh | NTG kW | NTG Therms | NTGR Cost | GSIA ID | GSIA Value | Restricted Permutation | Electric Impact Profile ID | Gas Impact Profile ID | Unit Gas Infrastructure Benefits | Unit Refrigerant Costs | Unit Refrigerant Benefits | Unit Miscellaneous Costs | Miscellaneous Cost Description | Unit Miscellaneous Benefits | Miscellaneous Benefits Description | Market Effects Benefits | Market Effects Costs | Measure Inflation | Combustion Type | Measure Impact Calculation Type | Upstream Flag (True / False) | Version | Version Source | Electric Benefits | Gas Benefits | TRC Cost - No Administrative Cost | PAC Cost - No Administrative Cost | TRC Ratio - No Administrative Cost | PAC Ratio - No Administrative Cost | Total System Benefit | Water Energy Benefits | Other Benefits | Other Costs | Water Measure Type | First Baseline - Water Savings | Second Baseline - Water Savings | First Baseline - IOU Embedded Water Energy Savings | Second Baseline - IOU Embedded Water Energy Savings | First Baseline - Total Embedded Water Energy Savings | Second Baseline - Total Embedded Water Energy Savings | Measure Technology ID | Pre-Existing Technology ID | Standard Technology ID | Technology Group | Pre-Existing Technology Group | Standard Technology Group | Technology Type | Pre-Existing Technology Type | Standard Technology Type | Use Category | Use Subcategory | Building HVAC | ETP Flag | ETP First Year Introduced to Programs | Is IE factor applied? (Yes / No) | IE Table Name | Measure Qualifier | DEER Measure ID | Measure Cost ID | Measure Impact Type | Offering Description | Source Description | PA Lead | Effective Start Date | End Date | Measure Detail ID
15 | Central HP | Central AC with Gas Furnace | 16 SEER Central Heat Pump (HSPF = 9) | MFm | Central AC with Gas Furnace16 SEER Central Heat Pump (HSPF = 9)MFm | -188 | 37.7 | 15 | 426.29 | 2194.11 | SWHC045 | SWHC045-03 | Heat Pump HVAC, Residential, Fuel Substitution | K | Residential legacy-rated split/pkg AC (SEER 15) with gas furnace (TE 80%), MFm, CZ03 |  | Residential legacy-rated split/pkg HP, SEER >= 16 and HSPF >= 9, replacing AC and gas furnace, NR, MFm, CZ03 | Residential legacy-rated split/pkg AC (SEER 13) with gas furnace (TE 80%) | Residential legacy-rated split/pkg AC (SEER 15) with gas furnace (TE 80%) | Standard Practice | None | NR | MFm | Ex | CZ03 | Cap-Tons | Res | Any | Any | SEER-Rated HP | SEER >= 16 | AC and Gas Furnace | DEER2014 | Any | DEER2020 | 0 | -188 | 37.7 | 0 | 0 | 0 | 489.92 | 1277.9 | 426.29 | 582.67 | 1611.44 | 0 | 0 | 0 | None | HV-ResHP | 15 |  | 0 | 15 | 0 | 0 | 2340 | 279 | 0 | 0 | 0 | 0 | 2530 | 242 | DnDeemDI | FuelSubst-Default | 1 | 1 | 1 | 1 | Def-GSIA | 1 | 0 | DEER:HVAC_Eff_HP | Annual | 0 | 74.95 | 0 | 0 |  | 0 | [5 empty] | Standard | FALSE | ExAnte2024 | IOU workpaper | 0 | 724.2 | 644.22 | 233.8 | 1.12 | 3.1 | 490.4 | 0 | 0 | 74.95 |  | 0 | 0 | 0 | 0 | 0 | 0 | RE-HV-HP-Splt-lt45-S16.0H9.0-2Sp | Pre-Res-GasFurnace-AFUE80-PSC | Std-Res-GasFurnace-AFUE80-ECM | dxHP_equip | dxAC_equip | dxAC_equip | spltSEER | spltSEER | spltSEER | HVAC | HeatCool | rDXHP |  |  | No | NA | None |  |  | Deem-WP-FuelSub | Residential legacy-rated split/pkg HP, SEER >= 16 and HSPF >= 9, replacing AC and gas furnace, NR | SWHC045-03 | SCE | 45292 |  | SWHC045-03-K-NR-DnDeemDI-Res-MFm-Ex-rDXHP-CZ03-FuelSubst-Default-Def-GSIA-Any-Any
16 | Central HP | Central AC with Gas Furnace | 16 SEER Central Heat Pump (HSPF = 9) | SFm | Central AC with Gas Furnace16 SEER Central Heat Pump (HSPF = 9)SFm | -348 | 51.3 | 15 | 426.29 | 2194.11 | SWHC045 | SWHC045-03 | Heat Pump HVAC, Residential, Fuel Substitution | K | Residential legacy-rated split/pkg AC (SEER 15) with gas furnace (TE 80%), SFm, CZ03 |  | Residential legacy-rated split/pkg HP, SEER >= 16 and HSPF >= 9, replacing AC and gas furnace, NR, SFm, CZ03 | Residential legacy-rated split/pkg AC (SEER 13) with gas furnace (TE 80%) | Residential legacy-rated split/pkg AC (SEER 15) with gas furnace (TE 80%) | Standard Practice | None | NR | SFm | Ex | CZ03 | Cap-Tons | Res | Any | Any | SEER-Rated HP | SEER >= 16 | AC and Gas Furnace | DEER2014 | Any | DEER2020 | 0 | -348 | 51.3 | 0 | 0 | 0 | 489.92 | 1277.9 | 426.29 | 582.67 | 1611.44 | 0 | 0 | 0 | None | HV-ResHP | 15 |  | 0 | 15 | 0 | 0 | 1910 | 109 | 0 | 0 | 0 | 0 | 2260 | 58.2 | DnDeemDI | FuelSubst-Default | 1 | 1 | 1 | 1 | Def-GSIA | 1 | 0 | DEER:HVAC_Eff_HP | Annual | 0 | 74.95 | 0 | 0 |  | 0 | [5 empty] | Standard | FALSE | ExAnte2024 | IOU workpaper | 0 | 985.46 | 779.41 | 368.99 | 1.26 | 2.67 | 616.46 | 0 | 0 | 74.95 |  | 0 | 0 | 0 | 0 | 0 | 0 | RE-HV-HP-Splt-lt45-S16.0H9.0-2Sp | Pre-Res-GasFurnace-AFUE80-PSC | Std-Res-GasFurnace-AFUE80-ECM | dxHP_equip | dxAC_equip | dxAC_equip | spltSEER | spltSEER | spltSEER | HVAC | HeatCool | rDXHP |  |  | No | NA | None |  |  | Deem-WP-FuelSub | Residential legacy-rated split/pkg HP, SEER >= 16 and HSPF >= 9, replacing AC and gas furnace, NR | SWHC045-03 | SCE | 45292 |  | SWHC045-03-K-NR-DnDeemDI-Res-SFm-Ex-rDXHP-CZ03-FuelSubst-Default-Def-GSIA-Any-Any
17 | Central HP | Central AC with Gas Furnace | 17 SEER Central Heat Pump (HSPF = 9.4) | MFm | Central AC with Gas Furnace17 SEER Central Heat Pump (HSPF = 9.4)MFm | -175 | 37.7 | 15 | 667.47 | 2435.29 | SWHC045 | SWHC045-03 | Heat Pump HVAC, Residential, Fuel Substitution | N | Residential legacy-rated split/pkg AC (SEER 15) with gas furnace (TE 80%), MFm, CZ03 |  | Residential legacy-rated split/pkg HP, SEER >= 17 and HSPF >= 9.4, replacing AC and gas furnace, NR, MFm, CZ03 | Residential legacy-rated split/pkg AC (SEER 13) with gas furnace (TE 80%) | Residential legacy-rated split/pkg AC (SEER 15) with gas furnace (TE 80%) | Standard Practice | None | NR | MFm | Ex | CZ03 | Cap-Tons | Res | Any | Any | SEER-Rated HP | SEER >= 17 | AC and Gas Furnace | DEER2014 | Any | DEER2020 | 0 | -175 | 37.7 | 0 | 0 | 0 | 489.92 | 1277.9 | 667.47 | 582.67 | 1852.62 | 0 | 0 | 0 | None | HV-ResHP | 15 |  | 0 | 15 | 0 | 0 | 2340 | 279 | 0 | 0 | 0 | 0 | 2510 | 242 | DnDeemDI | FuelSubst-Default | 1 | 1 | 1 | 1 | Def-GSIA | 1 | 0 | DEER:HVAC_Eff_HP | Annual | 0 | 74.95 | 0 | 0 |  | 0 | [5 empty] | Standard | FALSE | ExAnte2024 | IOU workpaper | 0 | 724.2 | 865.44 | 222.82 | 0.84 | 3.25 | 501.39 | 0 | 0 | 74.95 |  | 0 | 0 | 0 | 0 | 0 | 0 | RE-HV-HP-Splt-lt45-S17.0H9.4-2Sp | Pre-Res-GasFurnace-AFUE80-PSC | Std-Res-GasFurnace-AFUE80-ECM | dxHP_equip | dxAC_equip | dxAC_equip | spltSEER | spltSEER | spltSEER | HVAC | HeatCool | rDXHP |  |  | No | NA | None |  |  | Deem-WP-FuelSub | Residential legacy-rated split/pkg HP, SEER >= 17 and HSPF >= 9.4, replacing AC and gas furnace, NR | SWHC045-03 | SCE | 45292 |  | SWHC045-03-N-NR-DnDeemDI-Res-MFm-Ex-rDXHP-CZ03-FuelSubst-Default-Def-GSIA-Any-Any
18 | Central HP | Central AC with Gas Furnace | 17 SEER Central Heat Pump (HSPF = 9.4) | SFm | Central AC with Gas Furnace17 SEER Central Heat Pump (HSPF = 9.4)SFm | -327 | 51.3 | 15 | 667.47 | 2435.29 | SWHC045 | SWHC045-03 | Heat Pump HVAC, Residential, Fuel Substitution | N | Residential legacy-rated split/pkg AC (SEER 15) with gas furnace (TE 80%), SFm, CZ03 |  | Residential legacy-rated split/pkg HP, SEER >= 17 and HSPF >= 9.4, replacing AC and gas furnace, NR, SFm, CZ03 | Residential legacy-rated split/pkg AC (SEER 13) with gas furnace (TE 80%) | Residential legacy-rated split/pkg AC (SEER 15) with gas furnace (TE 80%) | Standard Practice | None | NR | SFm | Ex | CZ03 | Cap-Tons | Res | Any | Any | SEER-Rated HP | SEER >= 17 | AC and Gas Furnace | DEER2014 | Any | DEER2020 | 0 | -327 | 51.3 | 0 | 0 | 0 | 489.92 | 1277.9 | 667.47 | 582.67 | 1852.62 | 0 | 0 | 0 | None | HV-ResHP | 15 |  | 0 | 15 | 0 | 0 | 1910 | 109 | 0 | 0 | 0 | 0 | 2230 | 58.2 | DnDeemDI | FuelSubst-Default | 1 | 1 | 1 | 1 | Def-GSIA | 1 | 0 | DEER:HVAC_Eff_HP | Annual | 0 | 74.95 | 0 | 0 |  | 0 | [5 empty] | Standard | FALSE | ExAnte2024 | IOU workpaper | 0 | 985.46 | 993.87 | 351.25 | 0.99 | 2.81 | 634.21 | 0 | 0 | 74.95 |  | 0 | 0 | 0 | 0 | 0 | 0 | RE-HV-HP-Splt-lt45-S17.0H9.4-2Sp | Pre-Res-GasFurnace-AFUE80-PSC | Std-Res-GasFurnace-AFUE80-ECM | dxHP_equip | dxAC_equip | dxAC_equip | spltSEER | spltSEER | spltSEER | HVAC | HeatCool | rDXHP |  |  | No | NA | None |  |  | Deem-WP-FuelSub | Residential legacy-rated split/pkg HP, SEER >= 17 and HSPF >= 9.4, replacing AC and gas furnace, NR | SWHC045-03 | SCE | 45292 |  | SWHC045-03-N-NR-DnDeemDI-Res-SFm-Ex-rDXHP-CZ03-FuelSubst-Default-Def-GSIA-Any-Any
19 | Central HP | Central AC with Gas Furnace | 18 SEER Central Heat Pump (HSPF = 9.5) | MFm | Central AC with Gas Furnace18 SEER Central Heat Pump (HSPF = 9.5)MFm | -168 | 37.7 | 15 | 908.66 | 2676.48 | SWHC045 | SWHC045-03 | Heat Pump HVAC, Residential, Fuel Substitution | Q | Residential legacy-rated split/pkg AC (SEER 15) with gas furnace (TE 80%), MFm, CZ03 |  | Residential legacy-rated split/pkg HP, SEER >= 18 and HSPF >= 9.5, replacing AC and gas furnace, NR, MFm, CZ03 | Residential legacy-rated split/pkg AC (SEER 13) with gas furnace (TE 80%) | Residential legacy-rated split/pkg AC (SEER 15) with gas furnace (TE 80%) | Standard Practice | None | NR | MFm | Ex | CZ03 | Cap-Tons | Res | Any | Any | SEER-Rated HP | SEER >= 18 | AC and Gas Furnace | DEER2014 | Any | DEER2020 | 0 | -168 | 37.7 | 0 | 0 | 0 | 489.92 | 1277.9 | 908.66 | 582.67 | 2093.81 | 0 | 0 | 0 | None | HV-ResHP | 15 |  | 0 | 15 | 0 | 0 | 2340 | 279 | 0 | 0 | 0 | 0 | 2510 | 242 | DnDeemDI | FuelSubst-Default | 1 | 1 | 1 | 1 | Def-GSIA | 1 | 0 | DEER:HVAC_Eff_HP | Annual | 0 | 74.95 | 0 | 0 |  | 0 | [5 empty] | Standard | FALSE | ExAnte2024 | IOU workpaper | 0 | 724.2 | 1091.73 | 216.9 | 0.66 | 3.34 | 507.3 | 0 | 0 | 74.95 |  | 0 | 0 | 0 | 0 | 0 | 0 | RE-HV-HP-Splt-lt45-S18.0H9.5-2Sp | Pre-Res-GasFurnace-AFUE80-PSC | Std-Res-GasFurnace-AFUE80-ECM | dxHP_equip | dxAC_equip | dxAC_equip | spltSEER | spltSEER | spltSEER | HVAC | HeatCool | rDXHP |  |  | No | NA | None |  |  | Deem-WP-FuelSub | Residential legacy-rated split/pkg HP, SEER >= 18 and HSPF >= 9.5, replacing AC and gas furnace, NR | SWHC045-03 | SCE | 45292 |  | SWHC045-03-Q-NR-DnDeemDI-Res-MFm-Ex-rDXHP-CZ03-FuelSubst-Default-Def-GSIA-Any-Any
20 | Central HP | Central AC with Gas Furnace | 18 SEER Central Heat Pump (HSPF = 9.5) | SFm | Central AC with Gas Furnace18 SEER Central Heat Pump (HSPF = 9.5)SFm | -321 | 51.3 | 15 | 908.66 | 2676.48 | SWHC045 | SWHC045-03 | Heat Pump HVAC, Residential, Fuel Substitution | Q | Residential legacy-rated split/pkg AC (SEER 15) with gas furnace (TE 80%), SFm, CZ03 |  | Residential legacy-rated split/pkg HP, SEER >= 18 and HSPF >= 9.5, replacing AC and gas furnace, NR, SFm, CZ03 | Residential legacy-rated split/pkg AC (SEER 13) with gas furnace (TE 80%) | Residential legacy-rated split/pkg AC (SEER 15) with gas furnace (TE 80%) | Standard Practice | None | NR | SFm | Ex | CZ03 | Cap-Tons | Res | Any | Any | SEER-Rated HP | SEER >= 18 | AC and Gas Furnace | DEER2014 | Any | DEER2020 | 0 | -321 | 51.3 | 0 | 0 | 0 | 489.92 | 1277.9 | 908.66 | 582.67 | 2093.81 | 0 | 0 | 0 | None | HV-ResHP | 15 |  | 0 | 15 | 0 | 0 | 1910 | 109 | 0 | 0 | 0 | 0 | 2230 | 58.2 | DnDeemDI | FuelSubst-Default | 1 | 1 | 1 | 1 | Def-GSIA | 1 | 0 | DEER:HVAC_Eff_HP | Annual | 0 | 74.95 | 0 | 0 |  | 0 | [5 empty] | Standard | FALSE | ExAnte2024 | IOU workpaper | 0 | 985.46 | 1221.01 | 346.18 | 0.81 | 2.85 | 639.28 | 0 | 0 | 74.95 |  | 0 | 0 | 0 | 0 | 0 | 0 | RE-HV-HP-Splt-lt45-S18.0H9.5-2Sp | Pre-Res-GasFurnace-AFUE80-PSC | Std-Res-GasFurnace-AFUE80-ECM | dxHP_equip | dxAC_equip | dxAC_equip | spltSEER | spltSEER | spltSEER | HVAC | HeatCool | rDXHP |  |  | No | NA | None |  |  | Deem-WP-FuelSub | Residential legacy-rated split/pkg HP, SEER >= 18 and HSPF >= 9.5, replacing AC and gas furnace, NR | SWHC045-03 | SCE | 45292 |  | SWHC045-03-Q-NR-DnDeemDI-Res-SFm-Ex-rDXHP-CZ03-FuelSubst-Default-Def-GSIA-Any-Any
21 | Central HP | Central AC with Gas Furnace | 19 SEER Central Heat Pump (HSPF = 9.5) | MFm | Central AC with Gas Furnace19 SEER Central Heat Pump (HSPF = 9.5)MFm | -162 | 37.7 | 15 | 1149.84 | 2917.66 | SWHC045 | SWHC045-03 | Heat Pump HVAC, Residential, Fuel Substitution | T | Residential legacy-rated split/pkg AC (SEER 15) with gas furnace (TE 80%), MFm, CZ03 |  | Residential legacy-rated split/pkg HP, SEER >= 19 and HSPF >= 9.5, replacing AC and gas furnace, NR, MFm, CZ03 | Residential legacy-rated split/pkg AC (SEER 13) with gas furnace (TE 80%) | Residential legacy-rated split/pkg AC (SEER 15) with gas furnace (TE 80%) | Standard Practice | None | NR | MFm | Ex | CZ03 | Cap-Tons | Res | Any | Any | SEER-Rated HP | SEER >= 19 | AC and Gas Furnace | DEER2014 | Any | DEER2020 | 0 | -162 | 37.7 | 0 | 0 | 0 | 489.92 | 1277.9 | 1149.84 | 582.67 | 2334.99 | 0 | 0 | 0 | None | HV-ResHP | 15 |  | 0 | 15 | 0 | 0 | 2340 | 279 | 0 | 0 | 0 | 0 | 2500 | 242 | DnDeemDI | FuelSubst-Default | 1 | 1 | 1 | 1 | Def-GSIA | 1 | 0 | DEER:HVAC_Eff_HP | Annual | 0 | 74.95 | 0 | 0 |  | 0 | [5 empty] | Standard | FALSE | ExAnte2024 | IOU workpaper | 0 | 724.2 | 1318.87 | 211.83 | 0.55 | 3.42 | 512.37 | 0 | 0 | 74.95 |  | 0 | 0 | 0 | 0 | 0 | 0 | RE-HV-HP-Splt-lt45-S19.0H9.5-2Sp | Pre-Res-GasFurnace-AFUE80-PSC | Std-Res-GasFurnace-AFUE80-ECM | dxHP_equip | dxAC_equip | dxAC_equip | spltSEER | spltSEER | spltSEER | HVAC | HeatCool | rDXHP |  |  | No | NA | None |  |  | Deem-WP-FuelSub | Residential legacy-rated split/pkg HP, SEER >= 19 and HSPF >= 9.5, replacing AC and gas furnace, NR | SWHC045-03 | SCE | 45292 |  | SWHC045-03-T-NR-DnDeemDI-Res-MFm-Ex-rDXHP-CZ03-FuelSubst-Default-Def-GSIA-Any-Any
22 | Central HP | Central AC with Gas Furnace | 19 SEER Central Heat Pump (HSPF = 9.5) | SFm | Central AC with Gas Furnace19 SEER Central Heat Pump (HSPF = 9.5)SFm | -316 | 51.3 | 15 | 1149.84 | 2917.66 | SWHC045 | SWHC045-03 | Heat Pump HVAC, Residential, Fuel Substitution | T | Residential legacy-rated split/pkg AC (SEER 15) with gas furnace (TE 80%), SFm, CZ03 |  | Residential legacy-rated split/pkg HP, SEER >= 19 and HSPF >= 9.5, replacing AC and gas furnace, NR, SFm, CZ03 | Residential legacy-rated split/pkg AC (SEER 13) with gas furnace (TE 80%) | Residential legacy-rated split/pkg AC (SEER 15) with gas furnace (TE 80%) | Standard Practice | None | NR | SFm | Ex | CZ03 | Cap-Tons | Res | Any | Any | SEER-Rated HP | SEER >= 19 | AC and Gas Furnace | DEER2014 | Any | DEER2020 | 0 | -316 | 51.3 | 0 | 0 | 0 | 489.92 | 1277.9 | 1149.84 | 582.67 | 2334.99 | 0 | 0 | 0 | None | HV-ResHP | 15 |  | 0 | 15 | 0 | 0 | 1910 | 109 | 0 | 0 | 0 | 0 | 2220 | 58.2 | DnDeemDI | FuelSubst-Default | 1 | 1 | 1 | 1 | Def-GSIA | 1 | 0 | DEER:HVAC_Eff_HP | Annual | 0 | 74.95 | 0 | 0 |  | 0 | [5 empty] | Standard | FALSE | ExAnte2024 | IOU workpaper | 0 | 985.46 | 1448.99 | 341.95 | 0.68 | 2.88 | 643.5 | 0 | 0 | 74.95 |  | 0 | 0 | 0 | 0 | 0 | 0 | RE-HV-HP-Splt-lt45-S19.0H9.5-2Sp | Pre-Res-GasFurnace-AFUE80-PSC | Std-Res-GasFurnace-AFUE80-ECM | dxHP_equip | dxAC_equip | dxAC_equip | spltSEER | spltSEER | spltSEER | HVAC | HeatCool | rDXHP |  |  | No | NA | None |  |  | Deem-WP-FuelSub | Residential legacy-rated split/pkg HP, SEER >= 19 and HSPF >= 9.5, replacing AC and gas furnace, NR | SWHC045-03 | SCE | 45292 |  | SWHC045-03-T-NR-DnDeemDI-Res-SFm-Ex-rDXHP-CZ03-FuelSubst-Default-Def-GSIA-Any-Any
23 | Central HP | Central AC with Gas Furnace | 20 SEER Central Heat Pump (HSPF = 10) | MFm | Central AC with Gas Furnace20 SEER Central Heat Pump (HSPF = 10)MFm | -142 | 37.7 | 15 | 1391.02 | 3158.84 | SWHC045 | SWHC045-03 | Heat Pump HVAC, Residential, Fuel Substitution | W | Residential legacy-rated split/pkg AC (SEER 15) with gas furnace (TE 80%), MFm, CZ03 |  | Residential legacy-rated split/pkg HP, SEER >= 20 and HSPF >= 10, replacing AC and gas furnace, NR, MFm, CZ03 | Residential legacy-rated split/pkg AC (SEER 13) with gas furnace (TE 80%) | Residential legacy-rated split/pkg AC (SEER 15) with gas furnace (TE 80%) | Standard Practice | None | NR | MFm | Ex | CZ03 | Cap-Tons | Res | Any | Any | SEER-Rated HP | SEER >= 20 | AC and Gas Furnace | DEER2014 | Any | DEER2020 | 0 | -142 | 37.7 | 0 | 0 | 0 | 489.92 | 1277.9 | 1391.02 | 582.67 | 2576.17 | 0 | 0 | 0 | None | HV-ResHP | 15 |  | 0 | 15 | 0 | 0 | 2340 | 279 | 0 | 0 | 0 | 0 | 2480 | 242 | DnDeemDI | FuelSubst-Default | 1 | 1 | 1 | 1 | Def-GSIA | 1 | 0 | DEER:HVAC_Eff_HP | Annual | 0 | 74.95 | 0 | 0 |  | 0 | [5 empty] | Standard | FALSE | ExAnte2024 | IOU workpaper | 0 | 724.2 | 1534.17 | 194.93 | 0.47 | 3.72 | 529.27 | 0 | 0 | 74.95 |  | 0 | 0 | 0 | 0 | 0 | 0 | RE-HV-HP-Splt-lt45-S20.0H10.0-2Sp | Pre-Res-GasFurnace-AFUE80-PSC | Std-Res-GasFurnace-AFUE80-ECM | dxHP_equip | dxAC_equip | dxAC_equip | spltSEER | spltSEER | spltSEER | HVAC | HeatCool | rDXHP |  |  | No | NA | None |  |  | Deem-WP-FuelSub | Residential legacy-rated split/pkg HP, SEER >= 20 and HSPF >= 10, replacing AC and gas furnace, NR | SWHC045-03 | SCE | 45292 |  | SWHC045-03-W-NR-DnDeemDI-Res-MFm-Ex-rDXHP-CZ03-FuelSubst-Default-Def-GSIA-Any-Any
24 | Central HP | Central AC with Gas Furnace | 20 SEER Central Heat Pump (HSPF = 10) | SFm | Central AC with Gas Furnace20 SEER Central Heat Pump (HSPF = 10)SFm | -290 | 51.3 | 15 | 1391.02 | 3158.84 | SWHC045 | SWHC045-03 | Heat Pump HVAC, Residential, Fuel Substitution | W | Residential legacy-rated split/pkg AC (SEER 15) with gas furnace (TE 80%), SFm, CZ03 |  | Residential legacy-rated split/pkg HP, SEER >= 20 and HSPF >= 10, replacing AC and gas furnace, NR, SFm, CZ03 | Residential legacy-rated split/pkg AC (SEER 13) with gas furnace (TE 80%) | Residential legacy-rated split/pkg AC (SEER 15) with gas furnace (TE 80%) | Standard Practice | None | NR | SFm | Ex | CZ03 | Cap-Tons | Res | Any | Any | SEER-Rated HP | SEER >= 20 | AC and Gas Furnace | DEER2014 | Any | DEER2020 | 0 | -290 | 51.3 | 0 | 0 | 0 | 489.92 | 1277.9 | 1391.02 | 582.67 | 2576.17 | 0 | 0 | 0 | None | HV-ResHP | 15 |  | 0 | 15 | 0 | 0 | 1910 | 109 | 0 | 0 | 0 | 0 | 2200 | 58.2 | DnDeemDI | FuelSubst-Default | 1 | 1 | 1 | 1 | Def-GSIA | 1 | 0 | DEER:HVAC_Eff_HP | Annual | 0 | 74.95 | 0 | 0 |  | 0 | [5 empty] | Standard | FALSE | ExAnte2024 | IOU workpaper | 0 | 985.46 | 1659.22 | 319.98 | 0.59 | 3.08 | 665.47 | 0 | 0 | 74.95 |  | 0 | 0 | 0 | 0 | 0 | 0 | RE-HV-HP-Splt-lt45-S20.0H10.0-2Sp | Pre-Res-GasFurnace-AFUE80-PSC | Std-Res-GasFurnace-AFUE80-ECM | dxHP_equip | dxAC_equip | dxAC_equip | spltSEER | spltSEER | spltSEER | HVAC | HeatCool | rDXHP |  |  | No | NA | None |  |  | Deem-WP-FuelSub | Residential legacy-rated split/pkg HP, SEER >= 20 and HSPF >= 10, replacing AC and gas furnace, NR | SWHC045-03 | SCE | 45292 |  | SWHC045-03-W-NR-DnDeemDI-Res-SFm-Ex-rDXHP-CZ03-FuelSubst-Default-Def-GSIA-Any-Any
25 | Central HP | Central AC with Gas Furnace | 21 SEER Central Heat Pump (HSPF = 10.5) | MFm | Central AC with Gas Furnace21 SEER Central Heat Pump (HSPF = 10.5)MFm | -123 | 37.7 | 15 | 1632.21 | 3400.03 | SWHC045 | SWHC045-03 | Heat Pump HVAC, Residential, Fuel Substitution | Z | Residential legacy-rated split/pkg AC (SEER 15) with gas furnace (TE 80%), MFm, CZ03 |  | Residential legacy-rated split/pkg HP, SEER >= 21 and HSPF >= 10.5, replacing AC and gas furnace, NR, MFm, CZ03 | Residential legacy-rated split/pkg AC (SEER 13) with gas furnace (TE 80%) | Residential legacy-rated split/pkg AC (SEER 15) with gas furnace (TE 80%) | Standard Practice | None | NR | MFm | Ex | CZ03 | Cap-Tons | Res | Any | Any | SEER-Rated HP | SEER >= 21 | AC and Gas Furnace | DEER2014 | Any | DEER2020 | 0 | -123 | 37.7 | 0 | 0 | 0 | 489.92 | 1277.9 | 1632.21 | 582.67 | 2817.36 | 0 | 0 | 0 | None | HV-ResHP | 15 |  | 0 | 15 | 0 | 0 | 2340 | 279 | 0 | 0 | 0 | 0 | 2460 | 242 | DnDeemDI | FuelSubst-Default | 1 | 1 | 1 | 1 | Def-GSIA | 1 | 0 | DEER:HVAC_Eff_HP | Annual | 0 | 74.95 | 0 | 0 |  | 0 | [5 empty] | Standard | FALSE | ExAnte2024 | IOU workpaper | 0 | 724.2 | 1750.33 | 178.88 | 0.41 | 4.05 | 545.33 | 0 | 0 | 74.95 |  | 0 | 0 | 0 | 0 | 0 | 0 | RE-HV-HP-Splt-lt45-S21.0H10.5-2Sp | Pre-Res-GasFurnace-AFUE80-PSC | Std-Res-GasFurnace-AFUE80-ECM | dxHP_equip | dxAC_equip | dxAC_equip | spltSEER | spltSEER | spltSEER | HVAC | HeatCool | rDXHP |  |  | No | NA | None |  |  | Deem-WP-FuelSub | Residential legacy-rated split/pkg HP, SEER >= 21 and HSPF >= 10.5, replacing AC and gas furnace, NR | SWHC045-03 | SCE | 45292 |  | SWHC045-03-Z-NR-DnDeemDI-Res-MFm-Ex-rDXHP-CZ03-FuelSubst-Default-Def-GSIA-Any-Any
26 | Central HP | Central AC with Gas Furnace | 21 SEER Central Heat Pump (HSPF = 10.5) | SFm | Central AC with Gas Furnace21 SEER Central Heat Pump (HSPF = 10.5)SFm | -263 | 51.3 | 15 | 1632.21 | 3400.03 | SWHC045 | SWHC045-03 | Heat Pump HVAC, Residential, Fuel Substitution | Z | Residential legacy-rated split/pkg AC (SEER 15) with gas furnace (TE 80%), SFm, CZ03 |  | Residential legacy-rated split/pkg HP, SEER >= 21 and HSPF >= 10.5, replacing AC and gas furnace, NR, SFm, CZ03 | Residential legacy-rated split/pkg AC (SEER 13) with gas furnace (TE 80%) | Residential legacy-rated split/pkg AC (SEER 15) with gas furnace (TE 80%) | Standard Practice | None | NR | SFm | Ex | CZ03 | Cap-Tons | Res | Any | Any | SEER-Rated HP | SEER >= 21 | AC and Gas Furnace | DEER2014 | Any | DEER2020 | 0 | -263 | 51.3 | 0 | 0 | 0 | 489.92 | 1277.9 | 1632.21 | 582.67 | 2817.36 | 0 | 0 | 0 | None | HV-ResHP | 15 |  | 0 | 15 | 0 | 0 | 1910 | 109 | 0 | 0 | 0 | 0 | 2170 | 58.2 | DnDeemDI | FuelSubst-Default | 1 | 1 | 1 | 1 | Def-GSIA | 1 | 0 | DEER:HVAC_Eff_HP | Annual | 0 | 74.95 | 0 | 0 |  | 0 | [5 empty] | Standard | FALSE | ExAnte2024 | IOU workpaper | 0 | 985.46 | 1868.62 | 297.17 | 0.53 | 3.32 | 688.28 | 0 | 0 | 74.95 |  | 0 | 0 | 0 | 0 | 0 | 0 | RE-HV-HP-Splt-lt45-S21.0H10.5-2Sp | Pre-Res-GasFurnace-AFUE80-PSC | Std-Res-GasFurnace-AFUE80-ECM | dxHP_equip | dxAC_equip | dxAC_equip | spltSEER | spltSEER | spltSEER | HVAC | HeatCool | rDXHP |  |  | No | NA | None |  |  | Deem-WP-FuelSub | Residential legacy-rated split/pkg HP, SEER >= 21 and HSPF >= 10.5, replacing AC and gas furnace, NR | SWHC045-03 | SCE | 45292 |  | SWHC045-03-Z-NR-DnDeemDI-Res-SFm-Ex-rDXHP-CZ03-FuelSubst-Default-Def-GSIA-Any-Any
27 | Central HP | Central AC with Gas Furnace | 15.2 SEER2 Central Heat Pump (HSPF2 = 7.7) | MFm | Central AC with Gas Furnace15.2 SEER2 Central Heat Pump (HSPF2 = 7.7)MFm | -188 | 37.7 | 15 | 426.29 | 2194.11 | SWHC045 | SWHC045-03 | Heat Pump HVAC, Residential, Fuel Substitution | AC | Residential SEER2-rated split/pkg AC (SEER2 14.3) with gas furnace (TE 80%), MFm, CZ03 |  | Residential SEER2-rated split/pkg HP, SEER2 >= 15.2 and HSPF2 >= 7.7, replacing AC and gas furnace, NR, MFm, CZ03 | Residential legacy-rated split/pkg AC (SEER 13) with gas furnace (TE 80%) | Residential SEER2-rated split/pkg AC (SEER2 14.3) with gas furnace (TE 80%) | Standard Practice | None | NR | MFm | Ex | CZ03 | Cap-Tons | Res | Any | Any | SEER2-Rated HP | SEER2 >= 15.2 | AC and Gas Furnace | DEER2014 | Any | DEER2020 | 0 | -188 | 37.7 | 0 | 0 | 0 | 489.92 | 1277.9 | 426.29 | 582.67 | 1611.44 | 0 | 0 | 0 | None | HV-ResHP | 15 |  | 0 | 15 | 0 | 0 | 2340 | 279 | 0 | 0 | 0 | 0 | 2530 | 242 | DnDeemDI | FuelSubst-Default | 1 | 1 | 1 | 1 | Def-GSIA | 1 | 0 | DEER:HVAC_Eff_HP | Annual | 0 | 74.95 | 0 | 0 |  | 0 | [5 empty] | Standard | FALSE | ExAnte2024 | IOU workpaper | 0 | 724.2 | 644.22 | 233.8 | 1.12 | 3.1 | 490.4 | 0 | 0 | 74.95 |  | 0 | 0 | 0 | 0 | 0 | 0 | RE-HV-HP-Splt-lt45-S16.0H9.0-2Sp | Pre-Res-GasFurnace-AFUE80-PSC | Std-Res-GasFurnace-AFUE80-ECM | dxHP_equip | dxAC_equip | dxAC_equip | spltSEER | spltSEER | spltSEER | HVAC | HeatCool | rDXHP |  |  | No | NA | None |  |  | Deem-WP-FuelSub | Residential SEER2-rated split/pkg HP, SEER2 >= 15.2 and HSPF2 >= 7.7, replacing AC and gas furnace, NR | SWHC045-03 | SCE | 45292 |  | SWHC045-03-AC-NR-DnDeemDI-Res-MFm-Ex-rDXHP-CZ03-FuelSubst-Default-Def-GSIA-Any-Any
28 | Central HP | Central AC with Gas Furnace | 15.2 SEER2 Central Heat Pump (HSPF2 = 7.7) | SFm | Central AC with Gas Furnace15.2 SEER2 Central Heat Pump (HSPF2 = 7.7)SFm | -348 | 51.3 | 15 | 426.29 | 2194.11 | SWHC045 | SWHC045-03 | Heat Pump HVAC, Residential, Fuel Substitution | AC | Residential SEER2-rated split/pkg AC (SEER2 14.3) with gas furnace (TE 80%), SFm, CZ03 |  | Residential SEER2-rated split/pkg HP, SEER2 >= 15.2 and HSPF2 >= 7.7, replacing AC and gas furnace, NR, SFm, CZ03 | Residential legacy-rated split/pkg AC (SEER 13) with gas furnace (TE 80%) | Residential SEER2-rated split/pkg AC (SEER2 14.3) with gas furnace (TE 80%) | Standard Practice | None | NR | SFm | Ex | CZ03 | Cap-Tons | Res | Any | Any | SEER2-Rated HP | SEER2 >= 15.2 | AC and Gas Furnace | DEER2014 | Any | DEER2020 | 0 | -348 | 51.3 | 0 | 0 | 0 | 489.92 | 1277.9 | 426.29 | 582.67 | 1611.44 | 0 | 0 | 0 | None | HV-ResHP | 15 |  | 0 | 15 | 0 | 0 | 1910 | 109 | 0 | 0 | 0 | 0 | 2260 | 58.2 | DnDeemDI | FuelSubst-Default | 1 | 1 | 1 | 1 | Def-GSIA | 1 | 0 | DEER:HVAC_Eff_HP | Annual | 0 | 74.95 | 0 | 0 |  | 0 | [5 empty] | Standard | FALSE | ExAnte2024 | IOU workpaper | 0 | 985.46 | 779.41 | 368.99 | 1.26 | 2.67 | 616.46 | 0 | 0 | 74.95 |  | 0 | 0 | 0 | 0 | 0 | 0 | RE-HV-HP-Splt-lt45-S16.0H9.0-2Sp | Pre-Res-GasFurnace-AFUE80-PSC | Std-Res-GasFurnace-AFUE80-ECM | dxHP_equip | dxAC_equip | dxAC_equip | spltSEER | spltSEER | spltSEER | HVAC | HeatCool | rDXHP |  |  | No | NA | None |  |  | Deem-WP-FuelSub | Residential SEER2-rated split/pkg HP, SEER2 >= 15.2 and HSPF2 >= 7.7, replacing AC and gas furnace, NR | SWHC045-03 | SCE | 45292 |  | SWHC045-03-AC-NR-DnDeemDI-Res-SFm-Ex-rDXHP-CZ03-FuelSubst-Default-Def-GSIA-Any-Any
29 | Central HP | Central AC with Gas Furnace | 16 SEER2 Central Heat Pump (HSPF2 = 8) | MFm | Central AC with Gas Furnace16 SEER2 Central Heat Pump (HSPF2 = 8)MFm | -175 | 37.7 | 15 | 667.47 | 2435.29 | SWHC045 | SWHC045-03 | Heat Pump HVAC, Residential, Fuel Substitution | AF | Residential SEER2-rated split/pkg AC (SEER2 14.3) with gas furnace (TE 80%), MFm, CZ03 |  | Residential SEER2-rated split/pkg HP, SEER2 >= 16 and HSPF2 >= 8.0, replacing AC and gas furnace, NR, MFm, CZ03 | Residential legacy-rated split/pkg AC (SEER 13) with gas furnace (TE 80%) | Residential SEER2-rated split/pkg AC (SEER2 14.3) with gas furnace (TE 80%) | Standard Practice | None | NR | MFm | Ex | CZ03 | Cap-Tons | Res | Any | Any | SEER2-Rated HP | SEER2 >= 16 | AC and Gas Furnace | DEER2014 | Any | DEER2020 | 0 | -175 | 37.7 | 0 | 0 | 0 | 489.92 | 1277.9 | 667.47 | 582.67 | 1852.62 | 0 | 0 | 0 | None | HV-ResHP | 15 |  | 0 | 15 | 0 | 0 | 2340 | 279 | 0 | 0 | 0 | 0 | 2510 | 242 | DnDeemDI | FuelSubst-Default | 1 | 1 | 1 | 1 | Def-GSIA | 1 | 0 | DEER:HVAC_Eff_HP | Annual | 0 | 74.95 | 0 | 0 |  | 0 | [5 empty] | Standard | FALSE | ExAnte2024 | IOU workpaper | 0 | 724.2 | 865.44 | 222.82 | 0.84 | 3.25 | 501.39 | 0 | 0 | 74.95 |  | 0 | 0 | 0 | 0 | 0 | 0 | RE-HV-HP-Splt-lt45-S17.0H9.4-2Sp | Pre-Res-GasFurnace-AFUE80-PSC | Std-Res-GasFurnace-AFUE80-ECM | dxHP_equip | dxAC_equip | dxAC_equip | spltSEER | spltSEER | spltSEER | HVAC | HeatCool | rDXHP |  |  | No | NA | None |  |  | Deem-WP-FuelSub | Residential SEER2-rated split/pkg HP, SEER2 >= 16 and HSPF2 >= 8.0, replacing AC and gas furnace, NR | SWHC045-03 | SCE | 45292 |  | SWHC045-03-AF-NR-DnDeemDI-Res-MFm-Ex-rDXHP-CZ03-FuelSubst-Default-Def-GSIA-Any-Any
30 | Central HP | Central AC with Gas Furnace | 16 SEER2 Central Heat Pump (HSPF2 = 8) | SFm | Central AC with Gas Furnace16 SEER2 Central Heat Pump (HSPF2 = 8)SFm | -327 | 51.3 | 15 | 667.47 | 2435.29 | SWHC045 | SWHC045-03 | Heat Pump HVAC, Residential, Fuel Substitution | AF | Residential SEER2-rated split/pkg AC (SEER2 14.3) with gas furnace (TE 80%), SFm, CZ03 |  | Residential SEER2-rated split/pkg HP, SEER2 >= 16 and HSPF2 >= 8.0, replacing AC and gas furnace, NR, SFm, CZ03 | Residential legacy-rated split/pkg AC (SEER 13) with gas furnace (TE 80%) | Residential SEER2-rated split/pkg AC (SEER2 14.3) with gas furnace (TE 80%) | Standard Practice | None | NR | SFm | Ex | CZ03 | Cap-Tons | Res | Any | Any | SEER2-Rated HP | SEER2 >= 16 | AC and Gas Furnace | DEER2014 | Any | DEER2020 | 0 | -327 | 51.3 | 0 | 0 | 0 | 489.92 | 1277.9 | 667.47 | 582.67 | 1852.62 | 0 | 0 | 0 | None | HV-ResHP | 15 |  | 0 | 15 | 0 | 0 | 1910 | 109 | 0 | 0 | 0 | 0 | 2230 | 58.2 | DnDeemDI | FuelSubst-Default | 1 | 1 | 1 | 1 | Def-GSIA | 1 | 0 | DEER:HVAC_Eff_HP | Annual | 0 | 74.95 | 0 | 0 |  | 0 | [5 empty] | Standard | FALSE | ExAnte2024 | IOU workpaper | 0 | 985.46 | 993.87 | 351.25 | 0.99 | 2.81 | 634.21 | 0 | 0 | 74.95 |  | 0 | 0 | 0 | 0 | 0 | 0 | RE-HV-HP-Splt-lt45-S17.0H9.4-2Sp | Pre-Res-GasFurnace-AFUE80-PSC | Std-Res-GasFurnace-AFUE80-ECM | dxHP_equip | dxAC_equip | dxAC_equip | spltSEER | spltSEER | spltSEER | HVAC | HeatCool | rDXHP |  |  | No | NA | None |  |  | Deem-WP-FuelSub | Residential SEER2-rated split/pkg HP, SEER2 >= 16 and HSPF2 >= 8.0, replacing AC and gas furnace, NR | SWHC045-03 | SCE | 45292 |  | SWHC045-03-AF-NR-DnDeemDI-Res-SFm-Ex-rDXHP-CZ03-FuelSubst-Default-Def-GSIA-Any-Any
31 | Central HP | Central AC with Gas Furnace | 16.9 SEER2 Central Heat Pump (HSPF2 = 8.1) | MFm | Central AC with Gas Furnace16.9 SEER2 Central Heat Pump (HSPF2 = 8.1)MFm | -168 | 37.7 | 15 | 908.66 | 2676.48 | SWHC045 | SWHC045-03 | Heat Pump HVAC, Residential, Fuel Substitution | AI | Residential SEER2-rated split/pkg AC (SEER2 14.3) with gas furnace (TE 80%), MFm, CZ03 |  | Residential SEER2-rated split/pkg HP, SEER2 >= 16.9 and HSPF2 >= 8.1, replacing AC and gas furnace, NR, MFm, CZ03 | Residential legacy-rated split/pkg AC (SEER 13) with gas furnace (TE 80%) | Residential SEER2-rated split/pkg AC (SEER2 14.3) with gas furnace (TE 80%) | Standard Practice | None | NR | MFm | Ex | CZ03 | Cap-Tons | Res | Any | Any | SEER2-Rated HP | SEER2 >= 16.9 | AC and Gas Furnace | DEER2014 | Any | DEER2020 | 0 | -168 | 37.7 | 0 | 0 | 0 | 489.92 | 1277.9 | 908.66 | 582.67 | 2093.81 | 0 | 0 | 0 | None | HV-ResHP | 15 |  | 0 | 15 | 0 | 0 | 2340 | 279 | 0 | 0 | 0 | 0 | 2510 | 242 | DnDeemDI | FuelSubst-Default | 1 | 1 | 1 | 1 | Def-GSIA | 1 | 0 | DEER:HVAC_Eff_HP | Annual | 0 | 74.95 | 0 | 0 |  | 0 | [5 empty] | Standard | FALSE | ExAnte2024 | IOU workpaper | 0 | 724.2 | 1091.73 | 216.9 | 0.66 | 3.34 | 507.3 | 0 | 0 | 74.95 |  | 0 | 0 | 0 | 0 | 0 | 0 | RE-HV-HP-Splt-lt45-S18.0H9.5-2Sp | Pre-Res-GasFurnace-AFUE80-PSC | Std-Res-GasFurnace-AFUE80-ECM | dxHP_equip | dxAC_equip | dxAC_equip | spltSEER | spltSEER | spltSEER | HVAC | HeatCool | rDXHP |  |  | No | NA | None |  |  | Deem-WP-FuelSub | Residential SEER2-rated split/pkg HP, SEER2 >= 16.9 and HSPF2 >= 8.1, replacing AC and gas furnace, NR | SWHC045-03 | SCE | 45292 |  | SWHC045-03-AI-NR-DnDeemDI-Res-MFm-Ex-rDXHP-CZ03-FuelSubst-Default-Def-GSIA-Any-Any
32 | Central HP | Central AC with Gas Furnace | 16.9 SEER2 Central Heat Pump (HSPF2 = 8.1) | SFm | Central AC with Gas Furnace16.9 SEER2 Central Heat Pump (HSPF2 = 8.1)SFm | -321 | 51.3 | 15 | 908.66 | 2676.48 | SWHC045 | SWHC045-03 | Heat Pump HVAC, Residential, Fuel Substitution | AI | Residential SEER2-rated split/pkg AC (SEER2 14.3) with gas furnace (TE 80%), SFm, CZ03 |  | Residential SEER2-rated split/pkg HP, SEER2 >= 16.9 and HSPF2 >= 8.1, replacing AC and gas furnace, NR, SFm, CZ03 | Residential legacy-rated split/pkg AC (SEER 13) with gas furnace (TE 80%) | Residential SEER2-rated split/pkg AC (SEER2 14.3) with gas furnace (TE 80%) | Standard Practice | None | NR | SFm | Ex | CZ03 | Cap-Tons | Res | Any | Any | SEER2-Rated HP | SEER2 >= 16.9 | AC and Gas Furnace | DEER2014 | Any | DEER2020 | 0 | -321 | 51.3 | 0 | 0 | 0 | 489.92 | 1277.9 | 908.66 | 582.67 | 2093.81 | 0 | 0 | 0 | None | HV-ResHP | 15 |  | 0 | 15 | 0 | 0 | 1910 | 109 | 0 | 0 | 0 | 0 | 2230 | 58.2 | DnDeemDI | FuelSubst-Default | 1 | 1 | 1 | 1 | Def-GSIA | 1 | 0 | DEER:HVAC_Eff_HP | Annual | 0 | 74.95 | 0 | 0 |  | 0 | [5 empty] | Standard | FALSE | ExAnte2024 | IOU workpaper | 0 | 985.46 | 1221.01 | 346.18 | 0.81 | 2.85 | 639.28 | 0 | 0 | 74.95 |  | 0 | 0 | 0 | 0 | 0 | 0 | RE-HV-HP-Splt-lt45-S18.0H9.5-2Sp | Pre-Res-GasFurnace-AFUE80-PSC | Std-Res-GasFurnace-AFUE80-ECM | dxHP_equip | dxAC_equip | dxAC_equip | spltSEER | spltSEER | spltSEER | HVAC | HeatCool | rDXHP |  |  | No | NA | None |  |  | Deem-WP-FuelSub | Residential SEER2-rated split/pkg HP, SEER2 >= 16.9 and HSPF2 >= 8.1, replacing AC and gas furnace, NR | SWHC045-03 | SCE | 45292 |  | SWHC045-03-AI-NR-DnDeemDI-Res-SFm-Ex-rDXHP-CZ03-FuelSubst-Default-Def-GSIA-Any-Any
33 | Central HP | Central AC with Gas Furnace | 17.8 SEER2 Central Heat Pump (HSPF2 = 8.1) | MFm | Central AC with Gas Furnace17.8 SEER2 Central Heat Pump (HSPF2 = 8.1)MFm | -162 | 37.7 | 15 | 1149.84 | 2917.66 | SWHC045 | SWHC045-03 | Heat Pump HVAC, Residential, Fuel Substitution | AL | Residential SEER2-rated split/pkg AC (SEER2 14.3) with gas furnace (TE 80%), MFm, CZ03 |  | Residential SEER2-rated split/pkg HP, SEER2 >= 17.8 and HSPF2 >= 8.1, replacing AC and gas furnace, NR, MFm, CZ03 | Residential legacy-rated split/pkg AC (SEER 13) with gas furnace (TE 80%) | Residential SEER2-rated split/pkg AC (SEER2 14.3) with gas furnace (TE 80%) | Standard Practice | None | NR | MFm | Ex | CZ03 | Cap-Tons | Res | Any | Any | SEER2-Rated HP | SEER2 >= 17.8 | AC and Gas Furnace | DEER2014 | Any | DEER2020 | 0 | -162 | 37.7 | 0 | 0 | 0 | 489.92 | 1277.9 | 1149.84 | 582.67 | 2334.99 | 0 | 0 | 0 | None | HV-ResHP | 15 |  | 0 | 15 | 0 | 0 | 2340 | 279 | 0 | 0 | 0 | 0 | 2500 | 242 | DnDeemDI | FuelSubst-Default | 1 | 1 | 1 | 1 | Def-GSIA | 1 | 0 | DEER:HVAC_Eff_HP | Annual | 0 | 74.95 | 0 | 0 |  | 0 | [5 empty] | Standard | FALSE | ExAnte2024 | IOU workpaper | 0 | 724.2 | 1318.87 | 211.83 | 0.55 | 3.42 | 512.37 | 0 | 0 | 74.95 |  | 0 | 0 | 0 | 0 | 0 | 0 | RE-HV-HP-Splt-lt45-S19.0H9.5-2Sp | Pre-Res-GasFurnace-AFUE80-PSC | Std-Res-GasFurnace-AFUE80-ECM | dxHP_equip | dxAC_equip | dxAC_equip | spltSEER | spltSEER | spltSEER | HVAC | HeatCool | rDXHP |  |  | No | NA | None |  |  | Deem-WP-FuelSub | Residential SEER2-rated split/pkg HP, SEER2 >= 17.8 and HSPF2 >= 8.1, replacing AC and gas furnace, NR | SWHC045-03 | SCE | 45292 |  | SWHC045-03-AL-NR-DnDeemDI-Res-MFm-Ex-rDXHP-CZ03-FuelSubst-Default-Def-GSIA-Any-Any
34 | Central HP | Central AC with Gas Furnace | 17.8 SEER2 Central Heat Pump (HSPF2 = 8.1) | SFm | Central AC with Gas Furnace17.8 SEER2 Central Heat Pump (HSPF2 = 8.1)SFm | -316 | 51.3 | 15 | 1149.84 | 2917.66 | SWHC045 | SWHC045-03 | Heat Pump HVAC, Residential, Fuel Substitution | AL | Residential SEER2-rated split/pkg AC (SEER2 14.3) with gas furnace (TE 80%), SFm, CZ03 |  | Residential SEER2-rated split/pkg HP, SEER2 >= 17.8 and HSPF2 >= 8.1, replacing AC and gas furnace, NR, SFm, CZ03 | Residential legacy-rated split/pkg AC (SEER 13) with gas furnace (TE 80%) | Residential SEER2-rated split/pkg AC (SEER2 14.3) with gas furnace (TE 80%) | Standard Practice | None | NR | SFm | Ex | CZ03 | Cap-Tons | Res | Any | Any | SEER2-Rated HP | SEER2 >= 17.8 | AC and Gas Furnace | DEER2014 | Any | DEER2020 | 0 | -316 | 51.3 | 0 | 0 | 0 | 489.92 | 1277.9 | 1149.84 | 582.67 | 2334.99 | 0 | 0 | 0 | None | HV-ResHP | 15 |  | 0 | 15 | 0 | 0 | 1910 | 109 | 0 | 0 | 0 | 0 | 2220 | 58.2 | DnDeemDI | FuelSubst-Default | 1 | 1 | 1 | 1 | Def-GSIA | 1 | 0 | DEER:HVAC_Eff_HP | Annual | 0 | 74.95 | 0 | 0 |  | 0 | [5 empty] | Standard | FALSE | ExAnte2024 | IOU workpaper | 0 | 985.46 | 1448.99 | 341.95 | 0.68 | 2.88 | 643.5 | 0 | 0 | 74.95 |  | 0 | 0 | 0 | 0 | 0 | 0 | RE-HV-HP-Splt-lt45-S19.0H9.5-2Sp | Pre-Res-GasFurnace-AFUE80-PSC | Std-Res-GasFurnace-AFUE80-ECM | dxHP_equip | dxAC_equip | dxAC_equip | spltSEER | spltSEER | spltSEER | HVAC | HeatCool | rDXHP |  |  | No | NA | None |  |  | Deem-WP-FuelSub | Residential SEER2-rated split/pkg HP, SEER2 >= 17.8 and HSPF2 >= 8.1, replacing AC and gas furnace, NR | SWHC045-03 | SCE | 45292 |  | SWHC045-03-AL-NR-DnDeemDI-Res-SFm-Ex-rDXHP-CZ03-FuelSubst-Default-Def-GSIA-Any-Any
35 | Central HP | Central AC with Gas Furnace | 18.7 SEER2 Central Heat Pump (HSPF2 = 8.5) | MFm | Central AC with Gas Furnace18.7 SEER2 Central Heat Pump (HSPF2 = 8.5)MFm | -142 | 37.7 | 15 | 1391.02 | 3158.84 | SWHC045 | SWHC045-03 | Heat Pump HVAC, Residential, Fuel Substitution | AO | Residential SEER2-rated split/pkg AC (SEER2 14.3) with gas furnace (TE 80%), MFm, CZ03 |  | Residential SEER2-rated split/pkg HP, SEER2 >= 18.7 and HSPF2 >= 8.5, replacing AC and gas furnace, NR, MFm, CZ03 | Residential legacy-rated split/pkg AC (SEER 13) with gas furnace (TE 80%) | Residential SEER2-rated split/pkg AC (SEER2 14.3) with gas furnace (TE 80%) | Standard Practice | None | NR | MFm | Ex | CZ03 | Cap-Tons | Res | Any | Any | SEER2-Rated HP | SEER2 >= 18.7 | AC and Gas Furnace | DEER2014 | Any | DEER2020 | 0 | -142 | 37.7 | 0 | 0 | 0 | 489.92 | 1277.9 | 1391.02 | 582.67 | 2576.17 | 0 | 0 | 0 | None | HV-ResHP | 15 |  | 0 | 15 | 0 | 0 | 2340 | 279 | 0 | 0 | 0 | 0 | 2480 | 242 | DnDeemDI | FuelSubst-Default | 1 | 1 | 1 | 1 | Def-GSIA | 1 | 0 | DEER:HVAC_Eff_HP | Annual | 0 | 74.95 | 0 | 0 |  | 0 | [5 empty] | Standard | FALSE | ExAnte2024 | IOU workpaper | 0 | 724.2 | 1534.17 | 194.93 | 0.47 | 3.72 | 529.27 | 0 | 0 | 74.95 |  | 0 | 0 | 0 | 0 | 0 | 0 | RE-HV-HP-Splt-lt45-S20.0H10.0-2Sp | Pre-Res-GasFurnace-AFUE80-PSC | Std-Res-GasFurnace-AFUE80-ECM | dxHP_equip | dxAC_equip | dxAC_equip | spltSEER | spltSEER | spltSEER | HVAC | HeatCool | rDXHP |  |  | No | NA | None |  |  | Deem-WP-FuelSub | Residential SEER2-rated split/pkg HP, SEER2 >= 18.7 and HSPF2 >= 8.5, replacing AC and gas furnace, NR | SWHC045-03 | SCE | 45292 |  | SWHC045-03-AO-NR-DnDeemDI-Res-MFm-Ex-rDXHP-CZ03-FuelSubst-Default-Def-GSIA-Any-Any
36 | Central HP | Central AC with Gas Furnace | 18.7 SEER2 Central Heat Pump (HSPF2 = 8.5) | SFm | Central AC with Gas Furnace18.7 SEER2 Central Heat Pump (HSPF2 = 8.5)SFm | -290 | 51.3 | 15 | 1391.02 | 3158.84 | SWHC045 | SWHC045-03 | Heat Pump HVAC, Residential, Fuel Substitution | AO | Residential SEER2-rated split/pkg AC (SEER2 14.3) with gas furnace (TE 80%), SFm, CZ03 |  | Residential SEER2-rated split/pkg HP, SEER2 >= 18.7 and HSPF2 >= 8.5, replacing AC and gas furnace, NR, SFm, CZ03 | Residential legacy-rated split/pkg AC (SEER 13) with gas furnace (TE 80%) | Residential SEER2-rated split/pkg AC (SEER2 14.3) with gas furnace (TE 80%) | Standard Practice | None | NR | SFm | Ex | CZ03 | Cap-Tons | Res | Any | Any | SEER2-Rated HP | SEER2 >= 18.7 | AC and Gas Furnace | DEER2014 | Any | DEER2020 | 0 | -290 | 51.3 | 0 | 0 | 0 | 489.92 | 1277.9 | 1391.02 | 582.67 | 2576.17 | 0 | 0 | 0 | None | HV-ResHP | 15 |  | 0 | 15 | 0 | 0 | 1910 | 109 | 0 | 0 | 0 | 0 | 2200 | 58.2 | DnDeemDI | FuelSubst-Default | 1 | 1 | 1 | 1 | Def-GSIA | 1 | 0 | DEER:HVAC_Eff_HP | Annual | 0 | 74.95 | 0 | 0 |  | 0 | [5 empty] | Standard | FALSE | ExAnte2024 | IOU workpaper | 0 | 985.46 | 1659.22 | 319.98 | 0.59 | 3.08 | 665.47 | 0 | 0 | 74.95 |  | 0 | 0 | 0 | 0 | 0 | 0 | RE-HV-HP-Splt-lt45-S20.0H10.0-2Sp | Pre-Res-GasFurnace-AFUE80-PSC | Std-Res-GasFurnace-AFUE80-ECM | dxHP_equip | dxAC_equip | dxAC_equip | spltSEER | spltSEER | spltSEER | HVAC | HeatCool | rDXHP |  |  | No | NA | None |  |  | Deem-WP-FuelSub | Residential SEER2-rated split/pkg HP, SEER2 >= 18.7 and HSPF2 >= 8.5, replacing AC and gas furnace, NR | SWHC045-03 | SCE | 45292 |  | SWHC045-03-AO-NR-DnDeemDI-Res-SFm-Ex-rDXHP-CZ03-FuelSubst-Default-Def-GSIA-Any-Any
37 | Central HP | Central AC with Gas Furnace | 19.6 SEER2 Central Heat Pump (HSPF2 = 8.9) | MFm | Central AC with Gas Furnace19.6 SEER2 Central Heat Pump (HSPF2 = 8.9)MFm | -123 | 37.7 | 15 | 1632.21 | 3400.03 | SWHC045 | SWHC045-03 | Heat Pump HVAC, Residential, Fuel Substitution | AR | Residential SEER2-rated split/pkg AC (SEER2 14.3) with gas furnace (TE 80%), MFm, CZ03 |  | Residential SEER2-rated split/pkg HP, SEER2 >= 19.6 and HSPF2 >= 8.9, replacing AC and gas furnace, NR, MFm, CZ03 | Residential legacy-rated split/pkg AC (SEER 13) with gas furnace (TE 80%) | Residential SEER2-rated split/pkg AC (SEER2 14.3) with gas furnace (TE 80%) | Standard Practice | None | NR | MFm | Ex | CZ03 | Cap-Tons | Res | Any | Any | SEER2-Rated HP | SEER2 >= 19.6 | AC and Gas Furnace | DEER2014 | Any | DEER2020 | 0 | -123 | 37.7 | 0 | 0 | 0 | 489.92 | 1277.9 | 1632.21 | 582.67 | 2817.36 | 0 | 0 | 0 | None | HV-ResHP | 15 |  | 0 | 15 | 0 | 0 | 2340 | 279 | 0 | 0 | 0 | 0 | 2460 | 242 | DnDeemDI | FuelSubst-Default | 1 | 1 | 1 | 1 | Def-GSIA | 1 | 0 | DEER:HVAC_Eff_HP | Annual | 0 | 74.95 | 0 | 0 |  | 0 | [5 empty] | Standard | FALSE | ExAnte2024 | IOU workpaper | 0 | 724.2 | 1750.33 | 178.88 | 0.41 | 4.05 | 545.33 | 0 | 0 | 74.95 |  | 0 | 0 | 0 | 0 | 0 | 0 | RE-HV-HP-Splt-lt45-S21.0H10.5-2Sp | Pre-Res-GasFurnace-AFUE80-PSC | Std-Res-GasFurnace-AFUE80-ECM | dxHP_equip | dxAC_equip | dxAC_equip | spltSEER | spltSEER | spltSEER | HVAC | HeatCool | rDXHP |  |  | No | NA | None |  |  | Deem-WP-FuelSub | Residential SEER2-rated split/pkg HP, SEER2 >= 19.6 and HSPF2 >= 8.9, replacing AC and gas furnace, NR | SWHC045-03 | SCE | 45292 |  | SWHC045-03-AR-NR-DnDeemDI-Res-MFm-Ex-rDXHP-CZ03-FuelSubst-Default-Def-GSIA-Any-Any
38 | Central HP | Central AC with Gas Furnace | 19.6 SEER2 Central Heat Pump (HSPF2 = 8.9) | SFm | Central AC with Gas Furnace19.6 SEER2 Central Heat Pump (HSPF2 = 8.9)SFm | -263 | 51.3 | 15 | 1632.21 | 3400.03 | SWHC045 | SWHC045-03 | Heat Pump HVAC, Residential, Fuel Substitution | AR | Residential SEER2-rated split/pkg AC (SEER2 14.3) with gas furnace (TE 80%), SFm, CZ03 |  | Residential SEER2-rated split/pkg HP, SEER2 >= 19.6 and HSPF2 >= 8.9, replacing AC and gas furnace, NR, SFm, CZ03 | Residential legacy-rated split/pkg AC (SEER 13) with gas furnace (TE 80%) | Residential SEER2-rated split/pkg AC (SEER2 14.3) with gas furnace (TE 80%) | Standard Practice | None | NR | SFm | Ex | CZ03 | Cap-Tons | Res | Any | Any | SEER2-Rated HP | SEER2 >= 19.6 | AC and Gas Furnace | DEER2014 | Any | DEER2020 | 0 | -263 | 51.3 | 0 | 0 | 0 | 489.92 | 1277.9 | 1632.21 | 582.67 | 2817.36 | 0 | 0 | 0 | None | HV-ResHP | 15 |  | 0 | 15 | 0 | 0 | 1910 | 109 | 0 | 0 | 0 | 0 | 2170 | 58.2 | DnDeemDI | FuelSubst-Default | 1 | 1 | 1 | 1 | Def-GSIA | 1 | 0 | DEER:HVAC_Eff_HP | Annual | 0 | 74.95 | 0 | 0 |  | 0 | [5 empty] | Standard | FALSE | ExAnte2024 | IOU workpaper | 0 | 985.46 | 1868.62 | 297.17 | 0.53 | 3.32 | 688.28 | 0 | 0 | 74.95 |  | 0 | 0 | 0 | 0 | 0 | 0 | RE-HV-HP-Splt-lt45-S21.0H10.5-2Sp | Pre-Res-GasFurnace-AFUE80-PSC | Std-Res-GasFurnace-AFUE80-ECM | dxHP_equip | dxAC_equip | dxAC_equip | spltSEER | spltSEER | spltSEER | HVAC | HeatCool | rDXHP |  |  | No | NA | None |  |  | Deem-WP-FuelSub | Residential SEER2-rated split/pkg HP, SEER2 >= 19.6 and HSPF2 >= 8.9, replacing AC and gas furnace, NR | SWHC045-03 | SCE | 45292 |  | SWHC045-03-AR-NR-DnDeemDI-Res-SFm-Ex-rDXHP-CZ03-FuelSubst-Default-Def-GSIA-Any-Any
39 | Central HP | Central Gas Furnace | 16 SEER Central Heat Pump (HSPF = 9) | MFm | Central Gas Furnace16 SEER Central Heat Pump (HSPF = 9)MFm | -520 | 42.4 | 15 | 1975.64 | 2194.11 | SWHC045 | SWHC045-03 | Heat Pump HVAC, Residential, Fuel Substitution | AU | Residential gas furnace (TE 80%), MFm, CZ03 |  | Residential legacy-rated split/pkg HP, SEER >= 16 and HSPF >= 9, replacing gas furnace only, NR, MFm, CZ03 | Residential gas furnace (TE 80%) | Residential gas furnace (TE 80%) | Standard Practice | None | NR | MFm | Ex | CZ03 | Cap-Tons | Res | Any | Any | SEER-Rated HP | SEER >= 16 | Gas Furnace Only | DEER2014 | Any | DEER2020 | 0 | -520 | 42.4 | 0 | 0 | 0 | 6.79 | 211.68 | 1975.64 | 582.67 | 1611.44 | 0 | 0 | 0 | None | HV-ResHP | 15 |  | 0 | 15 | 0 | 0 | 2010 | 284 | 0 | 0 | 0 | 0 | 2530 | 242 | DnDeemDI | FuelSubst-Default | 1 | 1 | 1 | 1 | Def-GSIA | 1 | 0 | DEER:HVAC_Eff_HP | Annual | 0 | 685.92 | 0 | 0 |  | 0 | [5 empty] | Standard | FALSE | ExAnte2024 | IOU workpaper | 0 | 814.49 | 3027.38 | 1125.29 | 0.27 | 0.72 | -310.8 | 0 | 0 | 685.92 |  | 0 | 0 | 0 | 0 | 0 | 0 | RE-HV-HP-Splt-lt45-S16.0H9.0-2Sp | Pre-Res-GasFurnace-AFUE80-PSC | Std-Res-GasFurnace-AFUE80-ECM | dxHP_equip | dxAC_equip | dxAC_equip | spltSEER | spltSEER | spltSEER | HVAC | HeatCool | rDXHP |  |  | No | NA | None |  |  | Deem-WP-FuelSub | Residential legacy-rated split/pkg HP, SEER >= 16 and HSPF >= 9, replacing gas furnace only, NR | SWHC045-03 | SCE | 45292 |  | SWHC045-03-AU-NR-DnDeemDI-Res-MFm-Ex-rDXHP-CZ03-FuelSubst-Default-Def-GSIA-Any-Any
40 | Central HP | Central Gas Furnace | 16 SEER Central Heat Pump (HSPF = 9) | SFm | Central Gas Furnace16 SEER Central Heat Pump (HSPF = 9)SFm | -576 | 51.1 | 15 | 1975.64 | 2194.11 | SWHC045 | SWHC045-03 | Heat Pump HVAC, Residential, Fuel Substitution | AU | Residential gas furnace (TE 80%), SFm, CZ03 |  | Residential legacy-rated split/pkg HP, SEER >= 16 and HSPF >= 9, replacing gas furnace only, NR, SFm, CZ03 | Residential gas furnace (TE 80%) | Residential gas furnace (TE 80%) | Standard Practice | None | NR | SFm | Ex | CZ03 | Cap-Tons | Res | Any | Any | SEER-Rated HP | SEER >= 16 | Gas Furnace Only | DEER2014 | Any | DEER2020 | 0 | -576 | 51.1 | 0 | 0 | 0 | 6.79 | 211.68 | 1975.64 | 582.67 | 1611.44 | 0 | 0 | 0 | None | HV-ResHP | 15 |  | 0 | 15 | 0 | 0 | 1680 | 109 | 0 | 0 | 0 | 0 | 2260 | 58.2 | DnDeemDI | FuelSubst-Default | 1 | 1 | 1 | 1 | Def-GSIA | 1 | 0 | DEER:HVAC_Eff_HP | Annual | 0 | 685.92 | 0 | 0 |  | 0 | [5 empty] | Standard | FALSE | ExAnte2024 | IOU workpaper | 0 | 981.61 | 3074.7 | 1172.61 | 0.32 | 0.84 | -191 | 0 | 0 | 685.92 |  | 0 | 0 | 0 | 0 | 0 | 0 | RE-HV-HP-Splt-lt45-S16.0H9.0-2Sp | Pre-Res-GasFurnace-AFUE80-PSC | Std-Res-GasFurnace-AFUE80-ECM | dxHP_equip | dxAC_equip | dxAC_equip | spltSEER | spltSEER | spltSEER | HVAC | HeatCool | rDXHP |  |  | No | NA | None |  |  | Deem-WP-FuelSub | Residential legacy-rated split/pkg HP, SEER >= 16 and HSPF >= 9, replacing gas furnace only, NR | SWHC045-03 | SCE | 45292 |  | SWHC045-03-AU-NR-DnDeemDI-Res-SFm-Ex-rDXHP-CZ03-FuelSubst-Default-Def-GSIA-Any-Any
41 | Central HP | Central Gas Furnace | 17 SEER Central Heat Pump (HSPF = 9.4) | MFm | Central Gas Furnace17 SEER Central Heat Pump (HSPF = 9.4)MFm | -507 | 42.4 | 15 | 2216.82 | 2435.29 | SWHC045 | SWHC045-03 | Heat Pump HVAC, Residential, Fuel Substitution | AX | Residential gas furnace (TE 80%), MFm, CZ03 |  | Residential legacy-rated split/pkg HP, SEER >= 17 and HSPF >= 9.4, replacing gas furnace only, NR, MFm, CZ03 | Residential gas furnace (TE 80%) | Residential gas furnace (TE 80%) | Standard Practice | None | NR | MFm | Ex | CZ03 | Cap-Tons | Res | Any | Any | SEER-Rated HP | SEER >= 17 | Gas Furnace Only | DEER2014 | Any | DEER2020 | 0 | -507 | 42.4 | 0 | 0 | 0 | 6.79 | 211.68 | 2216.82 | 582.67 | 1852.62 | 0 | 0 | 0 | None | HV-ResHP | 15 |  | 0 | 15 | 0 | 0 | 2010 | 284 | 0 | 0 | 0 | 0 | 2510 | 242 | DnDeemDI | FuelSubst-Default | 1 | 1 | 1 | 1 | Def-GSIA | 1 | 0 | DEER:HVAC_Eff_HP | Annual | 0 | 685.92 | 0 | 0 |  | 0 | [5 empty] | Standard | FALSE | ExAnte2024 | IOU workpaper | 0 | 814.49 | 3248.6 | 1114.31 | 0.25 | 0.73 | -299.82 | 0 | 0 | 685.92 |  | 0 | 0 | 0 | 0 | 0 | 0 | RE-HV-HP-Splt-lt45-S17.0H9.4-2Sp | Pre-Res-GasFurnace-AFUE80-PSC | Std-Res-GasFurnace-AFUE80-ECM | dxHP_equip | dxAC_equip | dxAC_equip | spltSEER | spltSEER | spltSEER | HVAC | HeatCool | rDXHP |  |  | No | NA | None |  |  | Deem-WP-FuelSub | Residential legacy-rated split/pkg HP, SEER >= 17 and HSPF >= 9.4, replacing gas furnace only, NR | SWHC045-03 | SCE | 45292 |  | SWHC045-03-AX-NR-DnDeemDI-Res-MFm-Ex-rDXHP-CZ03-FuelSubst-Default-Def-GSIA-Any-Any
42 | Central HP | Central Gas Furnace | 17 SEER Central Heat Pump (HSPF = 9.4) | SFm | Central Gas Furnace17 SEER Central Heat Pump (HSPF = 9.4)SFm | -554 | 51.1 | 15 | 2216.82 | 2435.29 | SWHC045 | SWHC045-03 | Heat Pump HVAC, Residential, Fuel Substitution | AX | Residential gas furnace (TE 80%), SFm, CZ03 |  | Residential legacy-rated split/pkg HP, SEER >= 17 and HSPF >= 9.4, replacing gas furnace only, NR, SFm, CZ03 | Residential gas furnace (TE 80%) | Residential gas furnace (TE 80%) | Standard Practice | None | NR | SFm | Ex | CZ03 | Cap-Tons | Res | Any | Any | SEER-Rated HP | SEER >= 17 | Gas Furnace Only | DEER2014 | Any | DEER2020 | 0 | -554 | 51.1 | 0 | 0 | 0 | 6.79 | 211.68 | 2216.82 | 582.67 | 1852.62 | 0 | 0 | 0 | None | HV-ResHP | 15 |  | 0 | 15 | 0 | 0 | 1680 | 109 | 0 | 0 | 0 | 0 | 2230 | 58.2 | DnDeemDI | FuelSubst-Default | 1 | 1 | 1 | 1 | Def-GSIA | 1 | 0 | DEER:HVAC_Eff_HP | Annual | 0 | 685.92 | 0 | 0 |  | 0 | [5 empty] | Standard | FALSE | ExAnte2024 | IOU workpaper | 0 | 981.61 | 3288.31 | 1154.02 | 0.3 | 0.85 | -172.41 | 0 | 0 | 685.92 |  | 0 | 0 | 0 | 0 | 0 | 0 | RE-HV-HP-Splt-lt45-S17.0H9.4-2Sp | Pre-Res-GasFurnace-AFUE80-PSC | Std-Res-GasFurnace-AFUE80-ECM | dxHP_equip | dxAC_equip | dxAC_equip | spltSEER | spltSEER | spltSEER | HVAC | HeatCool | rDXHP |  |  | No | NA | None |  |  | Deem-WP-FuelSub | Residential legacy-rated split/pkg HP, SEER >= 17 and HSPF >= 9.4, replacing gas furnace only, NR | SWHC045-03 | SCE | 45292 |  | SWHC045-03-AX-NR-DnDeemDI-Res-SFm-Ex-rDXHP-CZ03-FuelSubst-Default-Def-GSIA-Any-Any
43 | Central HP | Central Gas Furnace | 18 SEER Central Heat Pump (HSPF = 9.5) | MFm | Central Gas Furnace18 SEER Central Heat Pump (HSPF = 9.5)MFm | -500 | 42.4 | 15 | 2458.01 | 2676.48 | SWHC045 | SWHC045-03 | Heat Pump HVAC, Residential, Fuel Substitution | BA | Residential gas furnace (TE 80%), MFm, CZ03 |  | Residential legacy-rated split/pkg HP, SEER >= 18 and HSPF >= 9.5, replacing gas furnace only, NR, MFm, CZ03 | Residential gas furnace (TE 80%) | Residential gas furnace (TE 80%) | Standard Practice | None | NR | MFm | Ex | CZ03 | Cap-Tons | Res | Any | Any | SEER-Rated HP | SEER >= 18 | Gas Furnace Only | DEER2014 | Any | DEER2020 | 0 | -500 | 42.4 | 0 | 0 | 0 | 6.79 | 211.68 | 2458.01 | 582.67 | 2093.81 | 0 | 0 | 0 | None | HV-ResHP | 15 |  | 0 | 15 | 0 | 0 | 2010 | 284 | 0 | 0 | 0 | 0 | 2510 | 242 | DnDeemDI | FuelSubst-Default | 1 | 1 | 1 | 1 | Def-GSIA | 1 | 0 | DEER:HVAC_Eff_HP | Annual | 0 | 685.92 | 0 | 0 |  | 0 | [5 empty] | Standard | FALSE | ExAnte2024 | IOU workpaper | 0 | 814.49 | 3474.9 | 1108.39 | 0.23 | 0.73 | -293.9 | 0 | 0 | 685.92 |  | 0 | 0 | 0 | 0 | 0 | 0 | RE-HV-HP-Splt-lt45-S18.0H9.5-2Sp | Pre-Res-GasFurnace-AFUE80-PSC | Std-Res-GasFurnace-AFUE80-ECM | dxHP_equip | dxAC_equip | dxAC_equip | spltSEER | spltSEER | spltSEER | HVAC | HeatCool | rDXHP |  |  | No | NA | None |  |  | Deem-WP-FuelSub | Residential legacy-rated split/pkg HP, SEER >= 18 and HSPF >= 9.5, replacing gas furnace only, NR | SWHC045-03 | SCE | 45292 |  | SWHC045-03-BA-NR-DnDeemDI-Res-MFm-Ex-rDXHP-CZ03-FuelSubst-Default-Def-GSIA-Any-Any
44 | Central HP | Central Gas Furnace | 18 SEER Central Heat Pump (HSPF = 9.5) | SFm | Central Gas Furnace18 SEER Central Heat Pump (HSPF = 9.5)SFm | -549 | 51.1 | 15 | 2458.01 | 2676.48 | SWHC045 | SWHC045-03 | Heat Pump HVAC, Residential, Fuel Substitution | BA | Residential gas furnace (TE 80%), SFm, CZ03 |  | Residential legacy-rated split/pkg HP, SEER >= 18 and HSPF >= 9.5, replacing gas furnace only, NR, SFm, CZ03 | Residential gas furnace (TE 80%) | Residential gas furnace (TE 80%) | Standard Practice | None | NR | SFm | Ex | CZ03 | Cap-Tons | Res | Any | Any | SEER-Rated HP | SEER >= 18 | Gas Furnace Only | DEER2014 | Any | DEER2020 | 0 | -549 | 51.1 | 0 | 0 | 0 | 6.79 | 211.68 | 2458.01 | 582.67 | 2093.81 | 0 | 0 | 0 | None | HV-ResHP | 15 |  | 0 | 15 | 0 | 0 | 1680 | 109 | 0 | 0 | 0 | 0 | 2230 | 58.2 | DnDeemDI | FuelSubst-Default | 1 | 1 | 1 | 1 | Def-GSIA | 1 | 0 | DEER:HVAC_Eff_HP | Annual | 0 | 685.92 | 0 | 0 |  | 0 | [5 empty] | Standard | FALSE | ExAnte2024 | IOU workpaper | 0 | 981.61 | 3516.3 | 1149.8 | 0.28 | 0.85 | -168.18 | 0 | 0 | 685.92 |  | 0 | 0 | 0 | 0 | 0 | 0 | RE-HV-HP-Splt-lt45-S18.0H9.5-2Sp | Pre-Res-GasFurnace-AFUE80-PSC | Std-Res-GasFurnace-AFUE80-ECM | dxHP_equip | dxAC_equip | dxAC_equip | spltSEER | spltSEER | spltSEER | HVAC | HeatCool | rDXHP |  |  | No | NA | None |  |  | Deem-WP-FuelSub | Residential legacy-rated split/pkg HP, SEER >= 18 and HSPF >= 9.5, replacing gas furnace only, NR | SWHC045-03 | SCE | 45292 |  | SWHC045-03-BA-NR-DnDeemDI-Res-SFm-Ex-rDXHP-CZ03-FuelSubst-Default-Def-GSIA-Any-Any
45 | Central HP | Central Gas Furnace | 19 SEER Central Heat Pump (HSPF = 9.5) | MFm | Central Gas Furnace19 SEER Central Heat Pump (HSPF = 9.5)MFm | -494 | 42.4 | 15 | 2699.19 | 2917.66 | SWHC045 | SWHC045-03 | Heat Pump HVAC, Residential, Fuel Substitution | BD | Residential gas furnace (TE 80%), MFm, CZ03 |  | Residential legacy-rated split/pkg HP, SEER >= 19 and HSPF >= 9.5, replacing gas furnace only, NR, MFm, CZ03 | Residential gas furnace (TE 80%) | Residential gas furnace (TE 80%) | Standard Practice | None | NR | MFm | Ex | CZ03 | Cap-Tons | Res | Any | Any | SEER-Rated HP | SEER >= 19 | Gas Furnace Only | DEER2014 | Any | DEER2020 | 0 | -494 | 42.4 | 0 | 0 | 0 | 6.79 | 211.68 | 2699.19 | 582.67 | 2334.99 | 0 | 0 | 0 | None | HV-ResHP | 15 |  | 0 | 15 | 0 | 0 | 2010 | 284 | 0 | 0 | 0 | 0 | 2500 | 242 | DnDeemDI | FuelSubst-Default | 1 | 1 | 1 | 1 | Def-GSIA | 1 | 0 | DEER:HVAC_Eff_HP | Annual | 0 | 685.92 | 0 | 0 |  | 0 | [5 empty] | Standard | FALSE | ExAnte2024 | IOU workpaper | 0 | 814.49 | 3702.03 | 1103.32 | 0.22 | 0.74 | -288.83 | 0 | 0 | 685.92 |  | 0 | 0 | 0 | 0 | 0 | 0 | RE-HV-HP-Splt-lt45-S19.0H9.5-2Sp | Pre-Res-GasFurnace-AFUE80-PSC | Std-Res-GasFurnace-AFUE80-ECM | dxHP_equip | dxAC_equip | dxAC_equip | spltSEER | spltSEER | spltSEER | HVAC | HeatCool | rDXHP |  |  | No | NA | None |  |  | Deem-WP-FuelSub | Residential legacy-rated split/pkg HP, SEER >= 19 and HSPF >= 9.5, replacing gas furnace only, NR | SWHC045-03 | SCE | 45292 |  | SWHC045-03-BD-NR-DnDeemDI-Res-MFm-Ex-rDXHP-CZ03-FuelSubst-Default-Def-GSIA-Any-Any
46 | Central HP | Central Gas Furnace | 19 SEER Central Heat Pump (HSPF = 9.5) | SFm | Central Gas Furnace19 SEER Central Heat Pump (HSPF = 9.5)SFm | -544 | 51.1 | 15 | 2699.19 | 2917.66 | SWHC045 | SWHC045-03 | Heat Pump HVAC, Residential, Fuel Substitution | BD | Residential gas furnace (TE 80%), SFm, CZ03 |  | Residential legacy-rated split/pkg HP, SEER >= 19 and HSPF >= 9.5, replacing gas furnace only, NR, SFm, CZ03 | Residential gas furnace (TE 80%) | Residential gas furnace (TE 80%) | Standard Practice | None | NR | SFm | Ex | CZ03 | Cap-Tons | Res | Any | Any | SEER-Rated HP | SEER >= 19 | Gas Furnace Only | DEER2014 | Any | DEER2020 | 0 | -544 | 51.1 | 0 | 0 | 0 | 6.79 | 211.68 | 2699.19 | 582.67 | 2334.99 | 0 | 0 | 0 | None | HV-ResHP | 15 |  | 0 | 15 | 0 | 0 | 1680 | 109 | 0 | 0 | 0 | 0 | 2220 | 58.2 | DnDeemDI | FuelSubst-Default | 1 | 1 | 1 | 1 | Def-GSIA | 1 | 0 | DEER:HVAC_Eff_HP | Annual | 0 | 685.92 | 0 | 0 |  | 0 | [5 empty] | Standard | FALSE | ExAnte2024 | IOU workpaper | 0 | 981.61 | 3744.28 | 1145.57 | 0.26 | 0.86 | -163.96 | 0 | 0 | 685.92 |  | 0 | 0 | 0 | 0 | 0 | 0 | RE-HV-HP-Splt-lt45-S19.0H9.5-2Sp | Pre-Res-GasFurnace-AFUE80-PSC | Std-Res-GasFurnace-AFUE80-ECM | dxHP_equip | dxAC_equip | dxAC_equip | spltSEER | spltSEER | spltSEER | HVAC | HeatCool | rDXHP |  |  | No | NA | None |  |  | Deem-WP-FuelSub | Residential legacy-rated split/pkg HP, SEER >= 19 and HSPF >= 9.5, replacing gas furnace only, NR | SWHC045-03 | SCE | 45292 |  | SWHC045-03-BD-NR-DnDeemDI-Res-SFm-Ex-rDXHP-CZ03-FuelSubst-Default-Def-GSIA-Any-Any
47 | Central HP | Central Gas Furnace | 20 SEER Central Heat Pump (HSPF = 10) | MFm | Central Gas Furnace20 SEER Central Heat Pump (HSPF = 10)MFm | -474 | 42.4 | 15 | 2940.37 | 3158.84 | SWHC045 | SWHC045-03 | Heat Pump HVAC, Residential, Fuel Substitution | BG | Residential gas furnace (TE 80%), MFm, CZ03 |  | Residential legacy-rated split/pkg HP, SEER >= 20 and HSPF >= 10, replacing gas furnace only, NR, MFm, CZ03 | Residential gas furnace (TE 80%) | Residential gas furnace (TE 80%) | Standard Practice | None | NR | MFm | Ex | CZ03 | Cap-Tons | Res | Any | Any | SEER-Rated HP | SEER >= 20 | Gas Furnace Only | DEER2014 | Any | DEER2020 | 0 | -474 | 42.4 | 0 | 0 | 0 | 6.79 | 211.68 | 2940.37 | 582.67 | 2576.17 | 0 | 0 | 0 | None | HV-ResHP | 15 |  | 0 | 15 | 0 | 0 | 2010 | 284 | 0 | 0 | 0 | 0 | 2480 | 242 | DnDeemDI | FuelSubst-Default | 1 | 1 | 1 | 1 | Def-GSIA | 1 | 0 | DEER:HVAC_Eff_HP | Annual | 0 | 685.92 | 0 | 0 |  | 0 | [5 empty] | Standard | FALSE | ExAnte2024 | IOU workpaper | 0 | 814.49 | 3917.33 | 1086.43 | 0.21 | 0.75 | -271.94 | 0 | 0 | 685.92 |  | 0 | 0 | 0 | 0 | 0 | 0 | RE-HV-HP-Splt-lt45-S20.0H10.0-2Sp | Pre-Res-GasFurnace-AFUE80-PSC | Std-Res-GasFurnace-AFUE80-ECM | dxHP_equip | dxAC_equip | dxAC_equip | spltSEER | spltSEER | spltSEER | HVAC | HeatCool | rDXHP |  |  | No | NA | None |  |  | Deem-WP-FuelSub | Residential legacy-rated split/pkg HP, SEER >= 20 and HSPF >= 10, replacing gas furnace only, NR | SWHC045-03 | SCE | 45292 |  | SWHC045-03-BG-NR-DnDeemDI-Res-MFm-Ex-rDXHP-CZ03-FuelSubst-Default-Def-GSIA-Any-Any
48 | Central HP | Central Gas Furnace | 20 SEER Central Heat Pump (HSPF = 10) | SFm | Central Gas Furnace20 SEER Central Heat Pump (HSPF = 10)SFm | -517 | 51.1 | 15 | 2940.37 | 3158.84 | SWHC045 | SWHC045-03 | Heat Pump HVAC, Residential, Fuel Substitution | BG | Residential gas furnace (TE 80%), SFm, CZ03 |  | Residential legacy-rated split/pkg HP, SEER >= 20 and HSPF >= 10, replacing gas furnace only, NR, SFm, CZ03 | Residential gas furnace (TE 80%) | Residential gas furnace (TE 80%) | Standard Practice | None | NR | SFm | Ex | CZ03 | Cap-Tons | Res | Any | Any | SEER-Rated HP | SEER >= 20 | Gas Furnace Only | DEER2014 | Any | DEER2020 | 0 | -517 | 51.1 | 0 | 0 | 0 | 6.79 | 211.68 | 2940.37 | 582.67 | 2576.17 | 0 | 0 | 0 | None | HV-ResHP | 15 |  | 0 | 15 | 0 | 0 | 1680 | 109 | 0 | 0 | 0 | 0 | 2200 | 58.2 | DnDeemDI | FuelSubst-Default | 1 | 1 | 1 | 1 | Def-GSIA | 1 | 0 | DEER:HVAC_Eff_HP | Annual | 0 | 685.92 | 0 | 0 |  | 0 | [5 empty] | Standard | FALSE | ExAnte2024 | IOU workpaper | 0 | 981.61 | 3953.67 | 1122.76 | 0.25 | 0.87 | -141.14 | 0 | 0 | 685.92 |  | 0 | 0 | 0 | 0 | 0 | 0 | RE-HV-HP-Splt-lt45-S20.0H10.0-2Sp | Pre-Res-GasFurnace-AFUE80-PSC | Std-Res-GasFurnace-AFUE80-ECM | dxHP_equip | dxAC_equip | dxAC_equip | spltSEER | spltSEER | spltSEER | HVAC | HeatCool | rDXHP |  |  | No | NA | None |  |  | Deem-WP-FuelSub | Residential legacy-rated split/pkg HP, SEER >= 20 and HSPF >= 10, replacing gas furnace only, NR | SWHC045-03 | SCE | 45292 |  | SWHC045-03-BG-NR-DnDeemDI-Res-SFm-Ex-rDXHP-CZ03-FuelSubst-Default-Def-GSIA-Any-Any
49 | Central HP | Central Gas Furnace | 21 SEER Central Heat Pump (HSPF = 10.5) | MFm | Central Gas Furnace21 SEER Central Heat Pump (HSPF = 10.5)MFm | -455 | 42.4 | 15 | 3181.56 | 3400.03 | SWHC045 | SWHC045-03 | Heat Pump HVAC, Residential, Fuel Substitution | BJ | Residential gas furnace (TE 80%), MFm, CZ03 |  | Residential legacy-rated split/pkg HP, SEER >= 21 and HSPF >= 10.5, replacing gas furnace only, NR, MFm, CZ03 | Residential gas furnace (TE 80%) | Residential gas furnace (TE 80%) | Standard Practice | None | NR | MFm | Ex | CZ03 | Cap-Tons | Res | Any | Any | SEER-Rated HP | SEER >= 21 | Gas Furnace Only | DEER2014 | Any | DEER2020 | 0 | -455 | 42.4 | 0 | 0 | 0 | 6.79 | 211.68 | 3181.56 | 582.67 | 2817.36 | 0 | 0 | 0 | None | HV-ResHP | 15 |  | 0 | 15 | 0 | 0 | 2010 | 284 | 0 | 0 | 0 | 0 | 2460 | 242 | DnDeemDI | FuelSubst-Default | 1 | 1 | 1 | 1 | Def-GSIA | 1 | 0 | DEER:HVAC_Eff_HP | Annual | 0 | 685.92 | 0 | 0 |  | 0 | [5 empty] | Standard | FALSE | ExAnte2024 | IOU workpaper | 0 | 814.49 | 4133.49 | 1070.37 | 0.2 | 0.76 | -255.88 | 0 | 0 | 685.92 |  | 0 | 0 | 0 | 0 | 0 | 0 | RE-HV-HP-Splt-lt45-S21.0H10.5-2Sp | Pre-Res-GasFurnace-AFUE80-PSC | Std-Res-GasFurnace-AFUE80-ECM | dxHP_equip | dxAC_equip | dxAC_equip | spltSEER | spltSEER | spltSEER | HVAC | HeatCool | rDXHP |  |  | No | NA | None |  |  | Deem-WP-FuelSub | Residential legacy-rated split/pkg HP, SEER >= 21 and HSPF >= 10.5, replacing gas furnace only, NR | SWHC045-03 | SCE | 45292 |  | SWHC045-03-BJ-NR-DnDeemDI-Res-MFm-Ex-rDXHP-CZ03-FuelSubst-Default-Def-GSIA-Any-Any
50 | Central HP | Central Gas Furnace | 21 SEER Central Heat Pump (HSPF = 10.5) | SFm | Central Gas Furnace21 SEER Central Heat Pump (HSPF = 10.5)SFm | -491 | 51.1 | 15 | 3181.56 | 3400.03 | SWHC045 | SWHC045-03 | Heat Pump HVAC, Residential, Fuel Substitution | BJ | Residential gas furnace (TE 80%), SFm, CZ03 |  | Residential legacy-rated split/pkg HP, SEER >= 21 and HSPF >= 10.5, replacing gas furnace only, NR, SFm, CZ03 | Residential gas furnace (TE 80%) | Residential gas furnace (TE 80%) | Standard Practice | None | NR | SFm | Ex | CZ03 | Cap-Tons | Res | Any | Any | SEER-Rated HP | SEER >= 21 | Gas Furnace Only | DEER2014 | Any | DEER2020 | 0 | -491 | 51.1 | 0 | 0 | 0 | 6.79 | 211.68 | 3181.56 | 582.67 | 2817.36 | 0 | 0 | 0 | None | HV-ResHP | 15 |  | 0 | 15 | 0 | 0 | 1680 | 109 | 0 | 0 | 0 | 0 | 2170 | 58.2 | DnDeemDI | FuelSubst-Default | 1 | 1 | 1 | 1 | Def-GSIA | 1 | 0 | DEER:HVAC_Eff_HP | Annual | 0 | 685.92 | 0 | 0 |  | 0 | [5 empty] | Standard | FALSE | ExAnte2024 | IOU workpaper | 0 | 981.61 | 4163.91 | 1100.79 | 0.24 | 0.89 | -119.18 | 0 | 0 | 685.92 |  | 0 | 0 | 0 | 0 | 0 | 0 | RE-HV-HP-Splt-lt45-S21.0H10.5-2Sp | Pre-Res-GasFurnace-AFUE80-PSC | Std-Res-GasFurnace-AFUE80-ECM | dxHP_equip | dxAC_equip | dxAC_equip | spltSEER | spltSEER | spltSEER | HVAC | HeatCool | rDXHP |  |  | No | NA | None |  |  | Deem-WP-FuelSub | Residential legacy-rated split/pkg HP, SEER >= 21 and HSPF >= 10.5, replacing gas furnace only, NR | SWHC045-03 | SCE | 45292 |  | SWHC045-03-BJ-NR-DnDeemDI-Res-SFm-Ex-rDXHP-CZ03-FuelSubst-Default-Def-GSIA-Any-Any
51 | Central HP | Central Gas Furnace | 15.2 SEER2 Central Heat Pump (HSPF2 = 7.7) | MFm | Central Gas Furnace15.2 SEER2 Central Heat Pump (HSPF2 = 7.7)MFm | -520 | 42.4 | 15 | 1975.64 | 2194.11 | SWHC045 | SWHC045-03 | Heat Pump HVAC, Residential, Fuel Substitution | BM | Residential gas furnace (TE 80%), MFm, CZ03 |  | Residential SEER2-rated split/pkg HP, SEER2 >= 15.2 and HSPF2 >= 7.7, replacing gas furnace only, NR, MFm, CZ03 | Residential gas furnace (TE 80%) | Residential gas furnace (TE 80%) | Standard Practice | None | NR | MFm | Ex | CZ03 | Cap-Tons | Res | Any | Any | SEER2-Rated HP | SEER2 >= 15.2 | Gas Furnace Only | DEER2014 | Any | DEER2020 | 0 | -520 | 42.4 | 0 | 0 | 0 | 6.79 | 211.68 | 1975.64 | 582.67 | 1611.44 | 0 | 0 | 0 | None | HV-ResHP | 15 |  | 0 | 15 | 0 | 0 | 2010 | 284 | 0 | 0 | 0 | 0 | 2530 | 242 | DnDeemDI | FuelSubst-Default | 1 | 1 | 1 | 1 | Def-GSIA | 1 | 0 | DEER:HVAC_Eff_HP | Annual | 0 | 685.92 | 0 | 0 |  | 0 | [5 empty] | Standard | FALSE | ExAnte2024 | IOU workpaper | 0 | 814.49 | 3027.38 | 1125.29 | 0.27 | 0.72 | -310.8 | 0 | 0 | 685.92 |  | 0 | 0 | 0 | 0 | 0 | 0 | RE-HV-HP-Splt-lt45-S16.0H9.0-2Sp | Pre-Res-GasFurnace-AFUE80-PSC | Std-Res-GasFurnace-AFUE80-ECM | dxHP_equip | dxAC_equip | dxAC_equip | spltSEER | spltSEER | spltSEER | HVAC | HeatCool | rDXHP |  |  | No | NA | None |  |  | Deem-WP-FuelSub | Residential SEER2-rated split/pkg HP, SEER2 >= 15.2 and HSPF2 >= 7.7, replacing gas furnace only, NR | SWHC045-03 | SCE | 45292 |  | SWHC045-03-BM-NR-DnDeemDI-Res-MFm-Ex-rDXHP-CZ03-FuelSubst-Default-Def-GSIA-Any-Any
52 | Central HP | Central Gas Furnace | 15.2 SEER2 Central Heat Pump (HSPF2 = 7.7) | SFm | Central Gas Furnace15.2 SEER2 Central Heat Pump (HSPF2 = 7.7)SFm | -576 | 51.1 | 15 | 1975.64 | 2194.11 | SWHC045 | SWHC045-03 | Heat Pump HVAC, Residential, Fuel Substitution | BM | Residential gas furnace (TE 80%), SFm, CZ03 |  | Residential SEER2-rated split/pkg HP, SEER2 >= 15.2 and HSPF2 >= 7.7, replacing gas furnace only, NR, SFm, CZ03 | Residential gas furnace (TE 80%) | Residential gas furnace (TE 80%) | Standard Practice | None | NR | SFm | Ex | CZ03 | Cap-Tons | Res | Any | Any | SEER2-Rated HP | SEER2 >= 15.2 | Gas Furnace Only | DEER2014 | Any | DEER2020 | 0 | -576 | 51.1 | 0 | 0 | 0 | 6.79 | 211.68 | 1975.64 | 582.67 | 1611.44 | 0 | 0 | 0 | None | HV-ResHP | 15 |  | 0 | 15 | 0 | 0 | 1680 | 109 | 0 | 0 | 0 | 0 | 2260 | 58.2 | DnDeemDI | FuelSubst-Default | 1 | 1 | 1 | 1 | Def-GSIA | 1 | 0 | DEER:HVAC_Eff_HP | Annual | 0 | 685.92 | 0 | 0 |  | 0 | [5 empty] | Standard | FALSE | ExAnte2024 | IOU workpaper | 0 | 981.61 | 3074.7 | 1172.61 | 0.32 | 0.84 | -191 | 0 | 0 | 685.92 |  | 0 | 0 | 0 | 0 | 0 | 0 | RE-HV-HP-Splt-lt45-S16.0H9.0-2Sp | Pre-Res-GasFurnace-AFUE80-PSC | Std-Res-GasFurnace-AFUE80-ECM | dxHP_equip | dxAC_equip | dxAC_equip | spltSEER | spltSEER | spltSEER | HVAC | HeatCool | rDXHP |  |  | No | NA | None |  |  | Deem-WP-FuelSub | Residential SEER2-rated split/pkg HP, SEER2 >= 15.2 and HSPF2 >= 7.7, replacing gas furnace only, NR | SWHC045-03 | SCE | 45292 |  | SWHC045-03-BM-NR-DnDeemDI-Res-SFm-Ex-rDXHP-CZ03-FuelSubst-Default-Def-GSIA-Any-Any
53 | Central HP | Central Gas Furnace | 16 SEER2 Central Heat Pump (HSPF2 = 8) | MFm | Central Gas Furnace16 SEER2 Central Heat Pump (HSPF2 = 8)MFm | -507 | 42.4 | 15 | 2216.82 | 2435.29 | SWHC045 | SWHC045-03 | Heat Pump HVAC, Residential, Fuel Substitution | BP | Residential gas furnace (TE 80%), MFm, CZ03 |  | Residential SEER2-rated split/pkg HP, SEER2 >= 16 and HSPF2 >= 8.0, replacing gas furnace only, NR, MFm, CZ03 | Residential gas furnace (TE 80%) | Residential gas furnace (TE 80%) | Standard Practice | None | NR | MFm | Ex | CZ03 | Cap-Tons | Res | Any | Any | SEER2-Rated HP | SEER2 >= 16 | Gas Furnace Only | DEER2014 | Any | DEER2020 | 0 | -507 | 42.4 | 0 | 0 | 0 | 6.79 | 211.68 | 2216.82 | 582.67 | 1852.62 | 0 | 0 | 0 | None | HV-ResHP | 15 |  | 0 | 15 | 0 | 0 | 2010 | 284 | 0 | 0 | 0 | 0 | 2510 | 242 | DnDeemDI | FuelSubst-Default | 1 | 1 | 1 | 1 | Def-GSIA | 1 | 0 | DEER:HVAC_Eff_HP | Annual | 0 | 685.92 | 0 | 0 |  | 0 | [5 empty] | Standard | FALSE | ExAnte2024 | IOU workpaper | 0 | 814.49 | 3248.6 | 1114.31 | 0.25 | 0.73 | -299.82 | 0 | 0 | 685.92 |  | 0 | 0 | 0 | 0 | 0 | 0 | RE-HV-HP-Splt-lt45-S17.0H9.4-2Sp | Pre-Res-GasFurnace-AFUE80-PSC | Std-Res-GasFurnace-AFUE80-ECM | dxHP_equip | dxAC_equip | dxAC_equip | spltSEER | spltSEER | spltSEER | HVAC | HeatCool | rDXHP |  |  | No | NA | None |  |  | Deem-WP-FuelSub | Residential SEER2-rated split/pkg HP, SEER2 >= 16 and HSPF2 >= 8.0, replacing gas furnace only, NR | SWHC045-03 | SCE | 45292 |  | SWHC045-03-BP-NR-DnDeemDI-Res-MFm-Ex-rDXHP-CZ03-FuelSubst-Default-Def-GSIA-Any-Any
54 | Central HP | Central Gas Furnace | 16 SEER2 Central Heat Pump (HSPF2 = 8) | SFm | Central Gas Furnace16 SEER2 Central Heat Pump (HSPF2 = 8)SFm | -554 | 51.1 | 15 | 2216.82 | 2435.29 | SWHC045 | SWHC045-03 | Heat Pump HVAC, Residential, Fuel Substitution | BP | Residential gas furnace (TE 80%), SFm, CZ03 |  | Residential SEER2-rated split/pkg HP, SEER2 >= 16 and HSPF2 >= 8.0, replacing gas furnace only, NR, SFm, CZ03 | Residential gas furnace (TE 80%) | Residential gas furnace (TE 80%) | Standard Practice | None | NR | SFm | Ex | CZ03 | Cap-Tons | Res | Any | Any | SEER2-Rated HP | SEER2 >= 16 | Gas Furnace Only | DEER2014 | Any | DEER2020 | 0 | -554 | 51.1 | 0 | 0 | 0 | 6.79 | 211.68 | 2216.82 | 582.67 | 1852.62 | 0 | 0 | 0 | None | HV-ResHP | 15 |  | 0 | 15 | 0 | 0 | 1680 | 109 | 0 | 0 | 0 | 0 | 2230 | 58.2 | DnDeemDI | FuelSubst-Default | 1 | 1 | 1 | 1 | Def-GSIA | 1 | 0 | DEER:HVAC_Eff_HP | Annual | 0 | 685.92 | 0 | 0 |  | 0 | [5 empty] | Standard | FALSE | ExAnte2024 | IOU workpaper | 0 | 981.61 | 3288.31 | 1154.02 | 0.3 | 0.85 | -172.41 | 0 | 0 | 685.92 |  | 0 | 0 | 0 | 0 | 0 | 0 | RE-HV-HP-Splt-lt45-S17.0H9.4-2Sp | Pre-Res-GasFurnace-AFUE80-PSC | Std-Res-GasFurnace-AFUE80-ECM | dxHP_equip | dxAC_equip | dxAC_equip | spltSEER | spltSEER | spltSEER | HVAC | HeatCool | rDXHP |  |  | No | NA | None |  |  | Deem-WP-FuelSub | Residential SEER2-rated split/pkg HP, SEER2 >= 16 and HSPF2 >= 8.0, replacing gas furnace only, NR | SWHC045-03 | SCE | 45292 |  | SWHC045-03-BP-NR-DnDeemDI-Res-SFm-Ex-rDXHP-CZ03-FuelSubst-Default-Def-GSIA-Any-Any
55 | Central HP | Central Gas Furnace | 16.9 SEER2 Central Heat Pump (HSPF2 = 8.1) | MFm | Central Gas Furnace16.9 SEER2 Central Heat Pump (HSPF2 = 8.1)MFm | -500 | 42.4 | 15 | 2458.01 | 2676.48 | SWHC045 | SWHC045-03 | Heat Pump HVAC, Residential, Fuel Substitution | BS | Residential gas furnace (TE 80%), MFm, CZ03 |  | Residential SEER2-rated split/pkg HP, SEER2 >= 16.9 and HSPF2 >= 8.1, replacing gas furnace only, NR, MFm, CZ03 | Residential gas furnace (TE 80%) | Residential gas furnace (TE 80%) | Standard Practice | None | NR | MFm | Ex | CZ03 | Cap-Tons | Res | Any | Any | SEER2-Rated HP | SEER2 >= 16.9 | Gas Furnace Only | DEER2014 | Any | DEER2020 | 0 | -500 | 42.4 | 0 | 0 | 0 | 6.79 | 211.68 | 2458.01 | 582.67 | 2093.81 | 0 | 0 | 0 | None | HV-ResHP | 15 |  | 0 | 15 | 0 | 0 | 2010 | 284 | 0 | 0 | 0 | 0 | 2510 | 242 | DnDeemDI | FuelSubst-Default | 1 | 1 | 1 | 1 | Def-GSIA | 1 | 0 | DEER:HVAC_Eff_HP | Annual | 0 | 685.92 | 0 | 0 |  | 0 | [5 empty] | Standard | FALSE | ExAnte2024 | IOU workpaper | 0 | 814.49 | 3474.9 | 1108.39 | 0.23 | 0.73 | -293.9 | 0 | 0 | 685.92 |  | 0 | 0 | 0 | 0 | 0 | 0 | RE-HV-HP-Splt-lt45-S18.0H9.5-2Sp | Pre-Res-GasFurnace-AFUE80-PSC | Std-Res-GasFurnace-AFUE80-ECM | dxHP_equip | dxAC_equip | dxAC_equip | spltSEER | spltSEER | spltSEER | HVAC | HeatCool | rDXHP |  |  | No | NA | None |  |  | Deem-WP-FuelSub | Residential SEER2-rated split/pkg HP, SEER2 >= 16.9 and HSPF2 >= 8.1, replacing gas furnace only, NR | SWHC045-03 | SCE | 45292 |  | SWHC045-03-BS-NR-DnDeemDI-Res-MFm-Ex-rDXHP-CZ03-FuelSubst-Default-Def-GSIA-Any-Any
56 | Central HP | Central Gas Furnace | 16.9 SEER2 Central Heat Pump (HSPF2 = 8.1) | SFm | Central Gas Furnace16.9 SEER2 Central Heat Pump (HSPF2 = 8.1)SFm | -549 | 51.1 | 15 | 2458.01 | 2676.48 | SWHC045 | SWHC045-03 | Heat Pump HVAC, Residential, Fuel Substitution | BS | Residential gas furnace (TE 80%), SFm, CZ03 |  | Residential SEER2-rated split/pkg HP, SEER2 >= 16.9 and HSPF2 >= 8.1, replacing gas furnace only, NR, SFm, CZ03 | Residential gas furnace (TE 80%) | Residential gas furnace (TE 80%) | Standard Practice | None | NR | SFm | Ex | CZ03 | Cap-Tons | Res | Any | Any | SEER2-Rated HP | SEER2 >= 16.9 | Gas Furnace Only | DEER2014 | Any | DEER2020 | 0 | -549 | 51.1 | 0 | 0 | 0 | 6.79 | 211.68 | 2458.01 | 582.67 | 2093.81 | 0 | 0 | 0 | None | HV-ResHP | 15 |  | 0 | 15 | 0 | 0 | 1680 | 109 | 0 | 0 | 0 | 0 | 2230 | 58.2 | DnDeemDI | FuelSubst-Default | 1 | 1 | 1 | 1 | Def-GSIA | 1 | 0 | DEER:HVAC_Eff_HP | Annual | 0 | 685.92 | 0 | 0 |  | 0 | [5 empty] | Standard | FALSE | ExAnte2024 | IOU workpaper | 0 | 981.61 | 3516.3 | 1149.8 | 0.28 | 0.85 | -168.18 | 0 | 0 | 685.92 |  | 0 | 0 | 0 | 0 | 0 | 0 | RE-HV-HP-Splt-lt45-S18.0H9.5-2Sp | Pre-Res-GasFurnace-AFUE80-PSC | Std-Res-GasFurnace-AFUE80-ECM | dxHP_equip | dxAC_equip | dxAC_equip | spltSEER | spltSEER | spltSEER | HVAC | HeatCool | rDXHP |  |  | No | NA | None |  |  | Deem-WP-FuelSub | Residential SEER2-rated split/pkg HP, SEER2 >= 16.9 and HSPF2 >= 8.1, replacing gas furnace only, NR | SWHC045-03 | SCE | 45292 |  | SWHC045-03-BS-NR-DnDeemDI-Res-SFm-Ex-rDXHP-CZ03-FuelSubst-Default-Def-GSIA-Any-Any
57 | Central HP | Central Gas Furnace | 17.8 SEER2 Central Heat Pump (HSPF2 = 8.1) | MFm | Central Gas Furnace17.8 SEER2 Central Heat Pump (HSPF2 = 8.1)MFm | -494 | 42.4 | 15 | 2699.19 | 2917.66 | SWHC045 | SWHC045-03 | Heat Pump HVAC, Residential, Fuel Substitution | BV | Residential gas furnace (TE 80%), MFm, CZ03 |  | Residential SEER2-rated split/pkg HP, SEER2 >= 17.8 and HSPF2 >= 8.1, replacing gas furnace only, NR, MFm, CZ03 | Residential gas furnace (TE 80%) | Residential gas furnace (TE 80%) | Standard Practice | None | NR | MFm | Ex | CZ03 | Cap-Tons | Res | Any | Any | SEER2-Rated HP | SEER2 >= 17.8 | Gas Furnace Only | DEER2014 | Any | DEER2020 | 0 | -494 | 42.4 | 0 | 0 | 0 | 6.79 | 211.68 | 2699.19 | 582.67 | 2334.99 | 0 | 0 | 0 | None | HV-ResHP | 15 |  | 0 | 15 | 0 | 0 | 2010 | 284 | 0 | 0 | 0 | 0 | 2500 | 242 | DnDeemDI | FuelSubst-Default | 1 | 1 | 1 | 1 | Def-GSIA | 1 | 0 | DEER:HVAC_Eff_HP | Annual | 0 | 685.92 | 0 | 0 |  | 0 | [5 empty] | Standard | FALSE | ExAnte2024 | IOU workpaper | 0 | 814.49 | 3702.03 | 1103.32 | 0.22 | 0.74 | -288.83 | 0 | 0 | 685.92 |  | 0 | 0 | 0 | 0 | 0 | 0 | RE-HV-HP-Splt-lt45-S19.0H9.5-2Sp | Pre-Res-GasFurnace-AFUE80-PSC | Std-Res-GasFurnace-AFUE80-ECM | dxHP_equip | dxAC_equip | dxAC_equip | spltSEER | spltSEER | spltSEER | HVAC | HeatCool | rDXHP |  |  | No | NA | None |  |  | Deem-WP-FuelSub | Residential SEER2-rated split/pkg HP, SEER2 >= 17.8 and HSPF2 >= 8.1, replacing gas furnace only, NR | SWHC045-03 | SCE | 45292 |  | SWHC045-03-BV-NR-DnDeemDI-Res-MFm-Ex-rDXHP-CZ03-FuelSubst-Default-Def-GSIA-Any-Any
58 | Central HP | Central Gas Furnace | 17.8 SEER2 Central Heat Pump (HSPF2 = 8.1) | SFm | Central Gas Furnace17.8 SEER2 Central Heat Pump (HSPF2 = 8.1)SFm | -544 | 51.1 | 15 | 2699.19 | 2917.66 | SWHC045 | SWHC045-03 | Heat Pump HVAC, Residential, Fuel Substitution | BV | Residential gas furnace (TE 80%), SFm, CZ03 |  | Residential SEER2-rated split/pkg HP, SEER2 >= 17.8 and HSPF2 >= 8.1, replacing gas furnace only, NR, SFm, CZ03 | Residential gas furnace (TE 80%) | Residential gas furnace (TE 80%) | Standard Practice | None | NR | SFm | Ex | CZ03 | Cap-Tons | Res | Any | Any | SEER2-Rated HP | SEER2 >= 17.8 | Gas Furnace Only | DEER2014 | Any | DEER2020 | 0 | -544 | 51.1 | 0 | 0 | 0 | 6.79 | 211.68 | 2699.19 | 582.67 | 2334.99 | 0 | 0 | 0 | None | HV-ResHP | 15 |  | 0 | 15 | 0 | 0 | 1680 | 109 | 0 | 0 | 0 | 0 | 2220 | 58.2 | DnDeemDI | FuelSubst-Default | 1 | 1 | 1 | 1 | Def-GSIA | 1 | 0 | DEER:HVAC_Eff_HP | Annual | 0 | 685.92 | 0 | 0 |  | 0 | [5 empty] | Standard | FALSE | ExAnte2024 | IOU workpaper | 0 | 981.61 | 3744.28 | 1145.57 | 0.26 | 0.86 | -163.96 | 0 | 0 | 685.92 |  | 0 | 0 | 0 | 0 | 0 | 0 | RE-HV-HP-Splt-lt45-S19.0H9.5-2Sp | Pre-Res-GasFurnace-AFUE80-PSC | Std-Res-GasFurnace-AFUE80-ECM | dxHP_equip | dxAC_equip | dxAC_equip | spltSEER | spltSEER | spltSEER | HVAC | HeatCool | rDXHP |  |  | No | NA | None |  |  | Deem-WP-FuelSub | Residential SEER2-rated split/pkg HP, SEER2 >= 17.8 and HSPF2 >= 8.1, replacing gas furnace only, NR | SWHC045-03 | SCE | 45292 |  | SWHC045-03-BV-NR-DnDeemDI-Res-SFm-Ex-rDXHP-CZ03-FuelSubst-Default-Def-GSIA-Any-Any
59 | Central HP | Central Gas Furnace | 18.7 SEER2 Central Heat Pump (HSPF2 = 8.5) | MFm | Central Gas Furnace18.7 SEER2 Central Heat Pump (HSPF2 = 8.5)MFm | -474 | 42.4 | 15 | 2940.37 | 3158.84 | SWHC045 | SWHC045-03 | Heat Pump HVAC, Residential, Fuel Substitution | BY | Residential gas furnace (TE 80%), MFm, CZ03 |  | Residential SEER2-rated split/pkg HP, SEER2 >= 18.7 and HSPF2 >= 8.5, replacing gas furnace only, NR, MFm, CZ03 | Residential gas furnace (TE 80%) | Residential gas furnace (TE 80%) | Standard Practice | None | NR | MFm | Ex | CZ03 | Cap-Tons | Res | Any | Any | SEER2-Rated HP | SEER2 >= 18.7 | Gas Furnace Only | DEER2014 | Any | DEER2020 | 0 | -474 | 42.4 | 0 | 0 | 0 | 6.79 | 211.68 | 2940.37 | 582.67 | 2576.17 | 0 | 0 | 0 | None | HV-ResHP | 15 |  | 0 | 15 | 0 | 0 | 2010 | 284 | 0 | 0 | 0 | 0 | 2480 | 242 | DnDeemDI | FuelSubst-Default | 1 | 1 | 1 | 1 | Def-GSIA | 1 | 0 | DEER:HVAC_Eff_HP | Annual | 0 | 685.92 | 0 | 0 |  | 0 | [5 empty] | Standard | FALSE | ExAnte2024 | IOU workpaper | 0 | 814.49 | 3917.33 | 1086.43 | 0.21 | 0.75 | -271.94 | 0 | 0 | 685.92 |  | 0 | 0 | 0 | 0 | 0 | 0 | RE-HV-HP-Splt-lt45-S20.0H10.0-2Sp | Pre-Res-GasFurnace-AFUE80-PSC | Std-Res-GasFurnace-AFUE80-ECM | dxHP_equip | dxAC_equip | dxAC_equip | spltSEER | spltSEER | spltSEER | HVAC | HeatCool | rDXHP |  |  | No | NA | None |  |  | Deem-WP-FuelSub | Residential SEER2-rated split/pkg HP, SEER2 >= 18.7 and HSPF2 >= 8.5, replacing gas furnace only, NR | SWHC045-03 | SCE | 45292 |  | SWHC045-03-BY-NR-DnDeemDI-Res-MFm-Ex-rDXHP-CZ03-FuelSubst-Default-Def-GSIA-Any-Any
60 | Central HP | Central Gas Furnace | 18.7 SEER2 Central Heat Pump (HSPF2 = 8.5) | SFm | Central Gas Furnace18.7 SEER2 Central Heat Pump (HSPF2 = 8.5)SFm | -517 | 51.1 | 15 | 2940.37 | 3158.84 | SWHC045 | SWHC045-03 | Heat Pump HVAC, Residential, Fuel Substitution | BY | Residential gas furnace (TE 80%), SFm, CZ03 |  | Residential SEER2-rated split/pkg HP, SEER2 >= 18.7 and HSPF2 >= 8.5, replacing gas furnace only, NR, SFm, CZ03 | Residential gas furnace (TE 80%) | Residential gas furnace (TE 80%) | Standard Practice | None | NR | SFm | Ex | CZ03 | Cap-Tons | Res | Any | Any | SEER2-Rated HP | SEER2 >= 18.7 | Gas Furnace Only | DEER2014 | Any | DEER2020 | 0 | -517 | 51.1 | 0 | 0 | 0 | 6.79 | 211.68 | 2940.37 | 582.67 | 2576.17 | 0 | 0 | 0 | None | HV-ResHP | 15 |  | 0 | 15 | 0 | 0 | 1680 | 109 | 0 | 0 | 0 | 0 | 2200 | 58.2 | DnDeemDI | FuelSubst-Default | 1 | 1 | 1 | 1 | Def-GSIA | 1 | 0 | DEER:HVAC_Eff_HP | Annual | 0 | 685.92 | 0 | 0 |  | 0 | [5 empty] | Standard | FALSE | ExAnte2024 | IOU workpaper | 0 | 981.61 | 3953.67 | 1122.76 | 0.25 | 0.87 | -141.14 | 0 | 0 | 685.92 |  | 0 | 0 | 0 | 0 | 0 | 0 | RE-HV-HP-Splt-lt45-S20.0H10.0-2Sp | Pre-Res-GasFurnace-AFUE80-PSC | Std-Res-GasFurnace-AFUE80-ECM | dxHP_equip | dxAC_equip | dxAC_equip | spltSEER | spltSEER | spltSEER | HVAC | HeatCool | rDXHP |  |  | No | NA | None |  |  | Deem-WP-FuelSub | Residential SEER2-rated split/pkg HP, SEER2 >= 18.7 and HSPF2 >= 8.5, replacing gas furnace only, NR | SWHC045-03 | SCE | 45292 |  | SWHC045-03-BY-NR-DnDeemDI-Res-SFm-Ex-rDXHP-CZ03-FuelSubst-Default-Def-GSIA-Any-Any
61 | Central HP | Central Gas Furnace | 19.6 SEER2 Central Heat Pump (HSPF2 = 8.9) | MFm | Central Gas Furnace19.6 SEER2 Central Heat Pump (HSPF2 = 8.9)MFm | -455 | 42.4 | 15 | 3181.56 | 3400.03 | SWHC045 | SWHC045-03 | Heat Pump HVAC, Residential, Fuel Substitution | CB | Residential gas furnace (TE 80%), MFm, CZ03 |  | Residential SEER2-rated split/pkg HP, SEER2 >= 19.6 and HSPF2 >= 8.9, replacing gas furnace only, NR, MFm, CZ03 | Residential gas furnace (TE 80%) | Residential gas furnace (TE 80%) | Standard Practice | None | NR | MFm | Ex | CZ03 | Cap-Tons | Res | Any | Any | SEER2-Rated HP | SEER2 >= 19.6 | Gas Furnace Only | DEER2014 | Any | DEER2020 | 0 | -455 | 42.4 | 0 | 0 | 0 | 6.79 | 211.68 | 3181.56 | 582.67 | 2817.36 | 0 | 0 | 0 | None | HV-ResHP | 15 |  | 0 | 15 | 0 | 0 | 2010 | 284 | 0 | 0 | 0 | 0 | 2460 | 242 | DnDeemDI | FuelSubst-Default | 1 | 1 | 1 | 1 | Def-GSIA | 1 | 0 | DEER:HVAC_Eff_HP | Annual | 0 | 685.92 | 0 | 0 |  | 0 | [5 empty] | Standard | FALSE | ExAnte2024 | IOU workpaper | 0 | 814.49 | 4133.49 | 1070.37 | 0.2 | 0.76 | -255.88 | 0 | 0 | 685.92 |  | 0 | 0 | 0 | 0 | 0 | 0 | RE-HV-HP-Splt-lt45-S21.0H10.5-2Sp | Pre-Res-GasFurnace-AFUE80-PSC | Std-Res-GasFurnace-AFUE80-ECM | dxHP_equip | dxAC_equip | dxAC_equip | spltSEER | spltSEER | spltSEER | HVAC | HeatCool | rDXHP |  |  | No | NA | None |  |  | Deem-WP-FuelSub | Residential SEER2-rated split/pkg HP, SEER2 >= 19.6 and HSPF2 >= 8.9, replacing gas furnace only, NR | SWHC045-03 | SCE | 45292 |  | SWHC045-03-CB-NR-DnDeemDI-Res-MFm-Ex-rDXHP-CZ03-FuelSubst-Default-Def-GSIA-Any-Any
62 | Central HP | Central Gas Furnace | 19.6 SEER2 Central Heat Pump (HSPF2 = 8.9) | SFm | Central Gas Furnace19.6 SEER2 Central Heat Pump (HSPF2 = 8.9)SFm | -491 | 51.1 | 15 | 3181.56 | 3400.03 | SWHC045 | SWHC045-03 | Heat Pump HVAC, Residential, Fuel Substitution | CB | Residential gas furnace (TE 80%), SFm, CZ03 |  | Residential SEER2-rated split/pkg HP, SEER2 >= 19.6 and HSPF2 >= 8.9, replacing gas furnace only, NR, SFm, CZ03 | Residential gas furnace (TE 80%) | Residential gas furnace (TE 80%) | Standard Practice | None | NR | SFm | Ex | CZ03 | Cap-Tons | Res | Any | Any | SEER2-Rated HP | SEER2 >= 19.6 | Gas Furnace Only | DEER2014 | Any | DEER2020 | 0 | -491 | 51.1 | 0 | 0 | 0 | 6.79 | 211.68 | 3181.56 | 582.67 | 2817.36 | 0 | 0 | 0 | None | HV-ResHP | 15 |  | 0 | 15 | 0 | 0 | 1680 | 109 | 0 | 0 | 0 | 0 | 2170 | 58.2 | DnDeemDI | FuelSubst-Default | 1 | 1 | 1 | 1 | Def-GSIA | 1 | 0 | DEER:HVAC_Eff_HP | Annual | 0 | 685.92 | 0 | 0 |  | 0 | [5 empty] | Standard | FALSE | ExAnte2024 | IOU workpaper | 0 | 981.61 | 4163.91 | 1100.79 | 0.24 | 0.89 | -119.18 | 0 | 0 | 685.92 |  | 0 | 0 | 0 | 0 | 0 | 0 | RE-HV-HP-Splt-lt45-S21.0H10.5-2Sp | Pre-Res-GasFurnace-AFUE80-PSC | Std-Res-GasFurnace-AFUE80-ECM | dxHP_equip | dxAC_equip | dxAC_equip | spltSEER | spltSEER | spltSEER | HVAC | HeatCool | rDXHP |  |  | No | NA | None |  |  | Deem-WP-FuelSub | Residential SEER2-rated split/pkg HP, SEER2 >= 19.6 and HSPF2 >= 8.9, replacing gas furnace only, NR | SWHC045-03 | SCE | 45292 |  | SWHC045-03-CB-NR-DnDeemDI-Res-SFm-Ex-rDXHP-CZ03-FuelSubst-Default-Def-GSIA-Any-Any
63 | Ductless Heat Pump | Baseline | Efficient | Dwelling | Ductless Heat Pump | kWh1 | gas1 | EUL | IC (ROB) | IC (ER) | Statewide Measure ID | Measure Version ID | Measure Name | Offering ID | First Base Case Description | Second Base Case Description | Measure Case Description | Existing Description | Standard Description | First Baseline Case | Second Baseline Case | Measure Application Type | Building Type | Building Vintage | Building Location | Normalized Unit | Sector | Program Administrator Type | Program Administrator | Measure Case Equipment Type | Measure Case Efficiency | Base Case Equipment Type | EUL-Version | EUL-Bldg Type | NTG-Version | Emerging Technologies Program Funding Year | First Baseline - Peak Electric Demand Reduction | First Baseline - Electric Savings | First Baseline - Gas Savings | Second Baseline - Peak Electric Demand Reduction | Second Baseline - Electric Savings | Second Baseline - Gas Savings | First Baseline - Labor Cost | First Baseline - Material Cost | Measure Total Cost 1st Baseline | Measure - Labor Cost | Measure - Material Cost | Second Baseline - Labor Cost | Second Baseline - Material Cost | Measure Total Cost 2nd Baseline | Locational Cost Adjustment ID | Effective Useful Life ID | EUL Years | Remaining Useful Life ID | RUL Years | First Baseline - Life Cycle | Second Baseline - Life Cycle | First Baseline - UEC kW | First Baseline - UEC kWh | First Baseline - UEC Therm | Second Baseline - UEC kW | Second Baseline - UEC kWh | Second Baseline - UEC Therm | Measure UEC kW | Measure UEC kWh | Measure UEC Therm | Delivery Type | Net to Gross Ratio ID | NTG kWh | NTG kW | NTG Therms | NTGR Cost | GSIA ID | GSIA Value | Restricted Permutation | Electric Impact Profile ID | Gas Impact Profile ID | Unit Gas Infrastructure Benefits | Unit Refrigerant Costs | Unit Refrigerant Benefits | Unit Miscellaneous Costs | Miscellaneous Cost Description | Unit Miscellaneous Benefits | Miscellaneous Benefits Description | Market Effects Benefits | Market Effects Costs | Measure Inflation | Combustion Type | Measure Impact Calculation Type | Upstream Flag (True / False) | Version | Version Source | Electric Benefits | Gas Benefits | TRC Cost - No Administrative Cost | PAC Cost - No Administrative Cost | TRC Ratio - No Administrative Cost | PAC Ratio - No Administrative Cost | Total System Benefit | Water Energy Benefits | Other Benefits | Other Costs | Water Measure Type | First Baseline - Water Savings | Second Baseline - Water Savings | First Baseline - IOU Embedded Water Energy Savings | Second Baseline - IOU Embedded Water Energy Savings | First Baseline - Total Embedded Water Energy Savings | Second Baseline - Total Embedded Water Energy Savings | Measure Technology ID | Pre-Existing Technology ID | Standard Technology ID | Technology Group | Pre-Existing Technology Group | Standard Technology Group | Technology Type | Pre-Existing Technology Type | Standard Technology Type | Use Category | Use Subcategory | Building HVAC | ETP Flag | ETP First Year Introduced to Programs | Is IE factor applied? (Yes / No) | IE Table Name | Measure Qualifier | DEER Measure ID | Measure Cost ID | Measure Impact Type | Offering Description | Source Description | PA Lead | Effective Start Date | End Date | Measure Detail ID
64 | Ductless | Wall Furnace | 16 SEER Ductless Mini-Split Heat Pump (HSPF = 9.2) | MFm | Wall Furnace16 SEER Ductless Mini-Split Heat Pump (HSPF = 9.2)MFm | -371 | 53.8 | 15 | 2276.77 | 2777.05 | SWHC044 | SWHC044-04 | Ductless HVAC, Residential, Fuel Substitution | R | Standard efficiency wall furnace (AFUE = 67%), MFm, CZ03 |  | Mini-split or multi-split ductless HP, SEER >= 16 and HSPF >= 9.2, replacing wall furnace, NR, MFm, CZ03 | Standard efficiency wall furnace (AFUE = 67%) | Standard efficiency wall furnace (AFUE = 67%) | Standard Practice | None | NR | MFm | Ex | CZ03 | Cap-Tons | Res | Any | Any | SEER-Rated DHP | SEER >= 16 | Wall Furnace | DEER2014 | Any | DEER2020 | 2010-2012 | 0 | -371 | 53.8 | 0 | 0 | 0 | 114.6 | 385.68 | 2276.77 | 1383.57 | 1393.48 | 0 | 0 | 0 | None | HV-ResHP | 15 |  | 0 | 15 | 0 | 0 | 2010 | 293 | 0 | 0 | 0 | 0 | 2380 | 239 | DnDeemDI | FuelSubst-Default | 1 | 1 | 1 | 1 | Def-GSIA | 1 | 0 | DEER:HVAC_Eff_HP | Annual | 0 | 685.92 | 0 | 0 |  | 0 | [5 empty] | Standard | FALSE | ExAnte2024 | IOU workpaper | 0 | 1033.48 | 3191.41 | 999.4 | 0.32 | 1.03 | 34.08 | 0 | 0 | 685.92 |  | 0 | 0 | 0 | 0 | 0 | 0 |  |  |  | dxHP_equip | SpaceHtg_eq | SpaceHtg_eq | spltHP-SEER-BA | GasFurnace | GasFurnace | HVAC | HeatCool | Any | E12SCG0018 |  | No | NA | None |  |  | Deem-WP-FuelSub | Mini-split or multi-split ductless HP, SEER >= 16 and HSPF >= 9.2, replacing wall furnace, NR | SWHC044-04 | SCE | 45292 |  | SWHC044-04-R-NR-DnDeemDI-Res-MFm-Ex-Any-CZ03-FuelSubst-Default-Def-GSIA-Any-Any
65 | Ductless | Wall Furnace | 16 SEER Ductless Mini-Split Heat Pump (HSPF = 9.2) | MFm | Wall Furnace16 SEER Ductless Mini-Split Heat Pump (HSPF = 9.2)MFm | -371 | 53.8 | 15 | 2276.77 | 2777.05 | SWHC044 | SWHC044-04 | Ductless HVAC, Residential, Fuel Substitution | R | Standard efficiency wall furnace (AFUE = 67%), MFm, CZ03 |  | Mini-split or multi-split ductless HP, SEER >= 16 and HSPF >= 9.2, replacing wall furnace, NR, MFm, CZ03 | Standard efficiency wall furnace (AFUE = 67%) | Standard efficiency wall furnace (AFUE = 67%) | Standard Practice | None | NR | MFm | Ex | CZ03 | Cap-Tons | Res | Any | Any | SEER-Rated DHP | SEER >= 16 | Wall Furnace | DEER2014 | Any | DEER2020 | 2010-2012 | 0 | -371 | 53.8 | 0 | 0 | 0 | 114.6 | 385.68 | 2276.77 | 1383.57 | 1393.48 | 0 | 0 | 0 | None | HV-ResHP | 15 |  | 0 | 15 | 0 | 0 | 2010 | 293 | 0 | 0 | 0 | 0 | 2380 | 239 | DnDeemed | FuelSubst-Default | 1 | 1 | 1 | 1 | Def-GSIA | 1 | 0 | DEER:HVAC_Eff_HP | Annual | 0 | 685.92 | 0 | 0 |  | 0 | [5 empty] | Standard | FALSE | ExAnte2024 | IOU workpaper | 0 | 1033.48 | 3191.41 | 999.4 | 0.32 | 1.03 | 34.08 | 0 | 0 | 685.92 |  | 0 | 0 | 0 | 0 | 0 | 0 |  |  |  | dxHP_equip | SpaceHtg_eq | SpaceHtg_eq | spltHP-SEER-BA | GasFurnace | GasFurnace | HVAC | HeatCool | Any | E12SCG0018 |  | No | NA | None |  |  | Deem-WP-FuelSub | Mini-split or multi-split ductless HP, SEER >= 16 and HSPF >= 9.2, replacing wall furnace, NR | SWHC044-04 | SCE | 45292 |  | SWHC044-04-R-NR-DnDeemed-Res-MFm-Ex-Any-CZ03-FuelSubst-Default-Def-GSIA-Any-Any
66 | Ductless | Wall Furnace | 16 SEER Ductless Mini-Split Heat Pump (HSPF = 9.2) | SFm | Wall Furnace16 SEER Ductless Mini-Split Heat Pump (HSPF = 9.2)SFm | -393 | 64.2 | 15 | 2276.77 | 2777.05 | SWHC044 | SWHC044-04 | Ductless HVAC, Residential, Fuel Substitution | R | Standard efficiency wall furnace (AFUE = 67%), SFm, CZ03 |  | Mini-split or multi-split ductless HP, SEER >= 16 and HSPF >= 9.2, replacing wall furnace, NR, SFm, CZ03 | Standard efficiency wall furnace (AFUE = 67%) | Standard efficiency wall furnace (AFUE = 67%) | Standard Practice | None | NR | SFm | Ex | CZ03 | Cap-Tons | Res | Any | Any | SEER-Rated DHP | SEER >= 16 | Wall Furnace | DEER2014 | Any | DEER2020 | 2010-2012 | 0 | -393 | 64.2 | 0 | 0 | 0 | 114.6 | 385.68 | 2276.77 | 1383.57 | 1393.48 | 0 | 0 | 0 | None | HV-ResHP | 15 |  | 0 | 15 | 0 | 0 | 1680 | 120 | 0 | 0 | 0 | 0 | 2070 | 55.6 | DnDeemDI | FuelSubst-Default | 1 | 1 | 1 | 1 | Def-GSIA | 1 | 0 | DEER:HVAC_Eff_HP | Annual | 0 | 685.92 | 0 | 0 |  | 0 | [5 empty] | Standard | FALSE | ExAnte2024 | IOU workpaper | 0 | 1233.26 | 3210 | 1017.98 | 0.38 | 1.21 | 215.28 | 0 | 0 | 685.92 |  | 0 | 0 | 0 | 0 | 0 | 0 |  |  |  | dxHP_equip | SpaceHtg_eq | SpaceHtg_eq | spltHP-SEER-BA | GasFurnace | GasFurnace | HVAC | HeatCool | Any | E12SCG0018 |  | No | NA | None |  |  | Deem-WP-FuelSub | Mini-split or multi-split ductless HP, SEER >= 16 and HSPF >= 9.2, replacing wall furnace, NR | SWHC044-04 | SCE | 45292 |  | SWHC044-04-R-NR-DnDeemDI-Res-SFm-Ex-Any-CZ03-FuelSubst-Default-Def-GSIA-Any-Any
67 | Ductless | Wall Furnace | 16 SEER Ductless Mini-Split Heat Pump (HSPF = 9.2) | SFm | Wall Furnace16 SEER Ductless Mini-Split Heat Pump (HSPF = 9.2)SFm | -393 | 64.2 | 15 | 2276.77 | 2777.05 | SWHC044 | SWHC044-04 | Ductless HVAC, Residential, Fuel Substitution | R | Standard efficiency wall furnace (AFUE = 67%), SFm, CZ03 |  | Mini-split or multi-split ductless HP, SEER >= 16 and HSPF >= 9.2, replacing wall furnace, NR, SFm, CZ03 | Standard efficiency wall furnace (AFUE = 67%) | Standard efficiency wall furnace (AFUE = 67%) | Standard Practice | None | NR | SFm | Ex | CZ03 | Cap-Tons | Res | Any | Any | SEER-Rated DHP | SEER >= 16 | Wall Furnace | DEER2014 | Any | DEER2020 | 2010-2012 | 0 | -393 | 64.2 | 0 | 0 | 0 | 114.6 | 385.68 | 2276.77 | 1383.57 | 1393.48 | 0 | 0 | 0 | None | HV-ResHP | 15 |  | 0 | 15 | 0 | 0 | 1680 | 120 | 0 | 0 | 0 | 0 | 2070 | 55.6 | DnDeemed | FuelSubst-Default | 1 | 1 | 1 | 1 | Def-GSIA | 1 | 0 | DEER:HVAC_Eff_HP | Annual | 0 | 685.92 | 0 | 0 |  | 0 | [5 empty] | Standard | FALSE | ExAnte2024 | IOU workpaper | 0 | 1233.26 | 3210 | 1017.98 | 0.38 | 1.21 | 215.28 | 0 | 0 | 685.92 |  | 0 | 0 | 0 | 0 | 0 | 0 |  |  |  | dxHP_equip | SpaceHtg_eq | SpaceHtg_eq | spltHP-SEER-BA | GasFurnace | GasFurnace | HVAC | HeatCool | Any | E12SCG0018 |  | No | NA | None |  |  | Deem-WP-FuelSub | Mini-split or multi-split ductless HP, SEER >= 16 and HSPF >= 9.2, replacing wall furnace, NR | SWHC044-04 | SCE | 45292 |  | SWHC044-04-R-NR-DnDeemed-Res-SFm-Ex-Any-CZ03-FuelSubst-Default-Def-GSIA-Any-Any
68 | Ductless | Wall Furnace and Window AC | 16 SEER Ductless Mini-Split Heat Pump (HSPF = 9.2) | MFm | Wall Furnace and Window AC16 SEER Ductless Mini-Split Heat Pump (HSPF = 9.2)MFm | -39.3 | 48.2 | 15 | 1556.98 | 2777.05 | SWHC044 | SWHC044-04 | Ductless HVAC, Residential, Fuel Substitution | T | Standard efficiency wall furnace (AFUE = 67%) and window AC (EER = 11), MFm, CZ03 |  | Mini-split or multi-split ductless HP, SEER >= 16 and HSPF >= 9.2, replacing window AC and wall furnace, NR, MFm, CZ03 | Standard efficiency wall furnace (AFUE = 67%) and window AC (EER = 11) | Standard efficiency wall furnace (AFUE = 67%) and window AC (EER = 11) | Standard Practice | None | NR | MFm | Ex | CZ03 | Cap-Tons | Res | Any | Any | SEER-Rated DHP | SEER >= 16 | Window AC and Wall Furnace | DEER2014 | Any | DEER2020 | 2010-2012 | 0 | -39.3 | 48.2 | 0 | 0 | 0 | 298.41 | 921.66 | 1556.98 | 1383.57 | 1393.48 | 0 | 0 | 0 | None | HV-ResHP | 15 |  | 0 | 15 | 0 | 0 | 2340 | 287 | 0 | 0 | 0 | 0 | 2380 | 239 | DnDeemDI | FuelSubst-Default | 1 | 1 | 1 | 1 | Def-GSIA | 1 | 0 | DEER:HVAC_Eff_HP | Annual | 0 | 470.37 | 0 | 0 |  | 0 | [5 empty] | Standard | FALSE | ExAnte2024 | IOU workpaper | 0 | 925.91 | 2002.59 | 503.58 | 0.46 | 1.84 | 422.33 | 0 | 0 | 470.37 |  | 0 | 0 | 0 | 0 | 0 | 0 |  |  |  | dxHP_equip | SpaceHtg_eq | SpaceHtg_eq | spltHP-SEER-BA | GasFurnace | GasFurnace | HVAC | HeatCool | Any | E12SCG0018 |  | No | NA | None |  |  | Deem-WP-FuelSub | Mini-split or multi-split ductless HP, SEER >= 16 and HSPF >= 9.2, replacing window AC and wall furnace, NR | SWHC044-04 | SCE | 45292 |  | SWHC044-04-T-NR-DnDeemDI-Res-MFm-Ex-Any-CZ03-FuelSubst-Default-Def-GSIA-Any-Any
69 | Ductless | Wall Furnace and Window AC | 16 SEER Ductless Mini-Split Heat Pump (HSPF = 9.2) | MFm | Wall Furnace and Window AC16 SEER Ductless Mini-Split Heat Pump (HSPF = 9.2)MFm | -39.3 | 48.2 | 15 | 1556.98 | 2777.05 | SWHC044 | SWHC044-04 | Ductless HVAC, Residential, Fuel Substitution | T | Standard efficiency wall furnace (AFUE = 67%) and window AC (EER = 11), MFm, CZ03 |  | Mini-split or multi-split ductless HP, SEER >= 16 and HSPF >= 9.2, replacing window AC and wall furnace, NR, MFm, CZ03 | Standard efficiency wall furnace (AFUE = 67%) and window AC (EER = 11) | Standard efficiency wall furnace (AFUE = 67%) and window AC (EER = 11) | Standard Practice | None | NR | MFm | Ex | CZ03 | Cap-Tons | Res | Any | Any | SEER-Rated DHP | SEER >= 16 | Window AC and Wall Furnace | DEER2014 | Any | DEER2020 | 2010-2012 | 0 | -39.3 | 48.2 | 0 | 0 | 0 | 298.41 | 921.66 | 1556.98 | 1383.57 | 1393.48 | 0 | 0 | 0 | None | HV-ResHP | 15 |  | 0 | 15 | 0 | 0 | 2340 | 287 | 0 | 0 | 0 | 0 | 2380 | 239 | DnDeemed | FuelSubst-Default | 1 | 1 | 1 | 1 | Def-GSIA | 1 | 0 | DEER:HVAC_Eff_HP | Annual | 0 | 470.37 | 0 | 0 |  | 0 | [5 empty] | Standard | FALSE | ExAnte2024 | IOU workpaper | 0 | 925.91 | 2002.59 | 503.58 | 0.46 | 1.84 | 422.33 | 0 | 0 | 470.37 |  | 0 | 0 | 0 | 0 | 0 | 0 |  |  |  | dxHP_equip | SpaceHtg_eq | SpaceHtg_eq | spltHP-SEER-BA | GasFurnace | GasFurnace | HVAC | HeatCool | Any | E12SCG0018 |  | No | NA | None |  |  | Deem-WP-FuelSub | Mini-split or multi-split ductless HP, SEER >= 16 and HSPF >= 9.2, replacing window AC and wall furnace, NR | SWHC044-04 | SCE | 45292 |  | SWHC044-04-T-NR-DnDeemed-Res-MFm-Ex-Any-CZ03-FuelSubst-Default-Def-GSIA-Any-Any
70 | Ductless | Wall Furnace and Window AC | 16 SEER Ductless Mini-Split Heat Pump (HSPF = 9.2) | SFm | Wall Furnace and Window AC16 SEER Ductless Mini-Split Heat Pump (HSPF = 9.2)SFm | -166 | 64.3 | 15 | 1556.98 | 2777.05 | SWHC044 | SWHC044-04 | Ductless HVAC, Residential, Fuel Substitution | T | Standard efficiency wall furnace (AFUE = 67%) and window AC (EER = 11), SFm, CZ03 |  | Mini-split or multi-split ductless HP, SEER >= 16 and HSPF >= 9.2, replacing window AC and wall furnace, NR, SFm, CZ03 | Standard efficiency wall furnace (AFUE = 67%) and window AC (EER = 11) | Standard efficiency wall furnace (AFUE = 67%) and window AC (EER = 11) | Standard Practice | None | NR | SFm | Ex | CZ03 | Cap-Tons | Res | Any | Any | SEER-Rated DHP | SEER >= 16 | Window AC and Wall Furnace | DEER2014 | Any | DEER2020 | 2010-2012 | 0 | -166 | 64.3 | 0 | 0 | 0 | 298.41 | 921.66 | 1556.98 | 1383.57 | 1393.48 | 0 | 0 | 0 | None | HV-ResHP | 15 |  | 0 | 15 | 0 | 0 | 1910 | 120 | 0 | 0 | 0 | 0 | 2070 | 55.6 | DnDeemDI | FuelSubst-Default | 1 | 1 | 1 | 1 | Def-GSIA | 1 | 0 | DEER:HVAC_Eff_HP | Annual | 0 | 470.37 | 0 | 0 |  | 0 | [5 empty] | Standard | FALSE | ExAnte2024 | IOU workpaper | 0 | 1235.18 | 2109.65 | 610.63 | 0.59 | 2.02 | 624.55 | 0 | 0 | 470.37 |  | 0 | 0 | 0 | 0 | 0 | 0 |  |  |  | dxHP_equip | SpaceHtg_eq | SpaceHtg_eq | spltHP-SEER-BA | GasFurnace | GasFurnace | HVAC | HeatCool | Any | E12SCG0018 |  | No | NA | None |  |  | Deem-WP-FuelSub | Mini-split or multi-split ductless HP, SEER >= 16 and HSPF >= 9.2, replacing window AC and wall furnace, NR | SWHC044-04 | SCE | 45292 |  | SWHC044-04-T-NR-DnDeemDI-Res-SFm-Ex-Any-CZ03-FuelSubst-Default-Def-GSIA-Any-Any
71 | Ductless | Wall Furnace and Window AC | 16 SEER Ductless Mini-Split Heat Pump (HSPF = 9.2) | SFm | Wall Furnace and Window AC16 SEER Ductless Mini-Split Heat Pump (HSPF = 9.2)SFm | -166 | 64.3 | 15 | 1556.98 | 2777.05 | SWHC044 | SWHC044-04 | Ductless HVAC, Residential, Fuel Substitution | T | Standard efficiency wall furnace (AFUE = 67%) and window AC (EER = 11), SFm, CZ03 |  | Mini-split or multi-split ductless HP, SEER >= 16 and HSPF >= 9.2, replacing window AC and wall furnace, NR, SFm, CZ03 | Standard efficiency wall furnace (AFUE = 67%) and window AC (EER = 11) | Standard efficiency wall furnace (AFUE = 67%) and window AC (EER = 11) | Standard Practice | None | NR | SFm | Ex | CZ03 | Cap-Tons | Res | Any | Any | SEER-Rated DHP | SEER >= 16 | Window AC and Wall Furnace | DEER2014 | Any | DEER2020 | 2010-2012 | 0 | -166 | 64.3 | 0 | 0 | 0 | 298.41 | 921.66 | 1556.98 | 1383.57 | 1393.48 | 0 | 0 | 0 | None | HV-ResHP | 15 |  | 0 | 15 | 0 | 0 | 1910 | 120 | 0 | 0 | 0 | 0 | 2070 | 55.6 | DnDeemed | FuelSubst-Default | 1 | 1 | 1 | 1 | Def-GSIA | 1 | 0 | DEER:HVAC_Eff_HP | Annual | 0 | 470.37 | 0 | 0 |  | 0 | [5 empty] | Standard | FALSE | ExAnte2024 | IOU workpaper | 0 | 1235.18 | 2109.65 | 610.63 | 0.59 | 2.02 | 624.55 | 0 | 0 | 470.37 |  | 0 | 0 | 0 | 0 | 0 | 0 |  |  |  | dxHP_equip | SpaceHtg_eq | SpaceHtg_eq | spltHP-SEER-BA | GasFurnace | GasFurnace | HVAC | HeatCool | Any | E12SCG0018 |  | No | NA | None |  |  | Deem-WP-FuelSub | Mini-split or multi-split ductless HP, SEER >= 16 and HSPF >= 9.2, replacing window AC and wall furnace, NR | SWHC044-04 | SCE | 45292 |  | SWHC044-04-T-NR-DnDeemed-Res-SFm-Ex-Any-CZ03-FuelSubst-Default-Def-GSIA-Any-Any
72 | Ductless | Wall Furnace | 17 SEER Ductless Mini-Split Heat Pump (HSPF = 9.5) | MFm | Wall Furnace17 SEER Ductless Mini-Split Heat Pump (HSPF = 9.5)MFm | -358 | 53.8 | 15 | 2373.03 | 2873.31 | SWHC044 | SWHC044-04 | Ductless HVAC, Residential, Fuel Substitution | V | Standard efficiency wall furnace (AFUE = 67%), MFm, CZ03 |  | Mini-split or multi-split ductless HP, SEER >= 17 and HSPF >= 9.5, replacing wall furnace, NR, MFm, CZ03 | Standard efficiency wall furnace (AFUE = 67%) | Standard efficiency wall furnace (AFUE = 67%) | Standard Practice | None | NR | MFm | Ex | CZ03 | Cap-Tons | Res | Any | Any | SEER-Rated DHP | SEER >= 17 | Wall Furnace | DEER2014 | Any | DEER2020 | 2010-2012 | 0 | -358 | 53.8 | 0 | 0 | 0 | 114.6 | 385.68 | 2373.03 | 1383.57 | 1489.74 | 0 | 0 | 0 | None | HV-ResHP | 15 |  | 0 | 15 | 0 | 0 | 2010 | 293 | 0 | 0 | 0 | 0 | 2370 | 239 | DnDeemDI | FuelSubst-Default | 1 | 1 | 1 | 1 | Def-GSIA | 1 | 0 | DEER:HVAC_Eff_HP | Annual | 0 | 685.92 | 0 | 0 |  | 0 | [5 empty] | Standard | FALSE | ExAnte2024 | IOU workpaper | 0 | 1033.48 | 3273.1 | 988.41 | 0.32 | 1.05 | 45.07 | 0 | 0 | 685.92 |  | 0 | 0 | 0 | 0 | 0 | 0 |  |  |  | dxHP_equip | SpaceHtg_eq | SpaceHtg_eq | spltHP-SEER-BA | GasFurnace | GasFurnace | HVAC | HeatCool | Any | E12SCG0018 |  | No | NA | None |  |  | Deem-WP-FuelSub | Mini-split or multi-split ductless HP, SEER >= 17 and HSPF >= 9.5, replacing wall furnace, NR | SWHC044-04 | SCE | 45292 |  | SWHC044-04-V-NR-DnDeemDI-Res-MFm-Ex-Any-CZ03-FuelSubst-Default-Def-GSIA-Any-Any
73 | Ductless | Wall Furnace | 17 SEER Ductless Mini-Split Heat Pump (HSPF = 9.5) | MFm | Wall Furnace17 SEER Ductless Mini-Split Heat Pump (HSPF = 9.5)MFm | -358 | 53.8 | 15 | 2373.03 | 2873.31 | SWHC044 | SWHC044-04 | Ductless HVAC, Residential, Fuel Substitution | V | Standard efficiency wall furnace (AFUE = 67%), MFm, CZ03 |  | Mini-split or multi-split ductless HP, SEER >= 17 and HSPF >= 9.5, replacing wall furnace, NR, MFm, CZ03 | Standard efficiency wall furnace (AFUE = 67%) | Standard efficiency wall furnace (AFUE = 67%) | Standard Practice | None | NR | MFm | Ex | CZ03 | Cap-Tons | Res | Any | Any | SEER-Rated DHP | SEER >= 17 | Wall Furnace | DEER2014 | Any | DEER2020 | 2010-2012 | 0 | -358 | 53.8 | 0 | 0 | 0 | 114.6 | 385.68 | 2373.03 | 1383.57 | 1489.74 | 0 | 0 | 0 | None | HV-ResHP | 15 |  | 0 | 15 | 0 | 0 | 2010 | 293 | 0 | 0 | 0 | 0 | 2370 | 239 | DnDeemed | FuelSubst-Default | 1 | 1 | 1 | 1 | Def-GSIA | 1 | 0 | DEER:HVAC_Eff_HP | Annual | 0 | 685.92 | 0 | 0 |  | 0 | [5 empty] | Standard | FALSE | ExAnte2024 | IOU workpaper | 0 | 1033.48 | 3273.1 | 988.41 | 0.32 | 1.05 | 45.07 | 0 | 0 | 685.92 |  | 0 | 0 | 0 | 0 | 0 | 0 |  |  |  | dxHP_equip | SpaceHtg_eq | SpaceHtg_eq | spltHP-SEER-BA | GasFurnace | GasFurnace | HVAC | HeatCool | Any | E12SCG0018 |  | No | NA | None |  |  | Deem-WP-FuelSub | Mini-split or multi-split ductless HP, SEER >= 17 and HSPF >= 9.5, replacing wall furnace, NR | SWHC044-04 | SCE | 45292 |  | SWHC044-04-V-NR-DnDeemed-Res-MFm-Ex-Any-CZ03-FuelSubst-Default-Def-GSIA-Any-Any
74 | Ductless | Wall Furnace | 17 SEER Ductless Mini-Split Heat Pump (HSPF = 9.5) | SFm | Wall Furnace17 SEER Ductless Mini-Split Heat Pump (HSPF = 9.5)SFm | -377 | 64.2 | 15 | 2373.03 | 2873.31 | SWHC044 | SWHC044-04 | Ductless HVAC, Residential, Fuel Substitution | V | Standard efficiency wall furnace (AFUE = 67%), SFm, CZ03 |  | Mini-split or multi-split ductless HP, SEER >= 17 and HSPF >= 9.5, replacing wall furnace, NR, SFm, CZ03 | Standard efficiency wall furnace (AFUE = 67%) | Standard efficiency wall furnace (AFUE = 67%) | Standard Practice | None | NR | SFm | Ex | CZ03 | Cap-Tons | Res | Any | Any | SEER-Rated DHP | SEER >= 17 | Wall Furnace | DEER2014 | Any | DEER2020 | 2010-2012 | 0 | -377 | 64.2 | 0 | 0 | 0 | 114.6 | 385.68 | 2373.03 | 1383.57 | 1489.74 | 0 | 0 | 0 | None | HV-ResHP | 15 |  | 0 | 15 | 0 | 0 | 1680 | 120 | 0 | 0 | 0 | 0 | 2060 | 55.6 | DnDeemDI | FuelSubst-Default | 1 | 1 | 1 | 1 | Def-GSIA | 1 | 0 | DEER:HVAC_Eff_HP | Annual | 0 | 685.92 | 0 | 0 |  | 0 | [5 empty] | Standard | FALSE | ExAnte2024 | IOU workpaper | 0 | 1233.26 | 3289.15 | 1004.47 | 0.37 | 1.23 | 228.8 | 0 | 0 | 685.92 |  | 0 | 0 | 0 | 0 | 0 | 0 |  |  |  | dxHP_equip | SpaceHtg_eq | SpaceHtg_eq | spltHP-SEER-BA | GasFurnace | GasFurnace | HVAC | HeatCool | Any | E12SCG0018 |  | No | NA | None |  |  | Deem-WP-FuelSub | Mini-split or multi-split ductless HP, SEER >= 17 and HSPF >= 9.5, replacing wall furnace, NR | SWHC044-04 | SCE | 45292 |  | SWHC044-04-V-NR-DnDeemDI-Res-SFm-Ex-Any-CZ03-FuelSubst-Default-Def-GSIA-Any-Any
75 | Ductless | Wall Furnace | 17 SEER Ductless Mini-Split Heat Pump (HSPF = 9.5) | SFm | Wall Furnace17 SEER Ductless Mini-Split Heat Pump (HSPF = 9.5)SFm | -377 | 64.2 | 15 | 2373.03 | 2873.31 | SWHC044 | SWHC044-04 | Ductless HVAC, Residential, Fuel Substitution | V | Standard efficiency wall furnace (AFUE = 67%), SFm, CZ03 |  | Mini-split or multi-split ductless HP, SEER >= 17 and HSPF >= 9.5, replacing wall furnace, NR, SFm, CZ03 | Standard efficiency wall furnace (AFUE = 67%) | Standard efficiency wall furnace (AFUE = 67%) | Standard Practice | None | NR | SFm | Ex | CZ03 | Cap-Tons | Res | Any | Any | SEER-Rated DHP | SEER >= 17 | Wall Furnace | DEER2014 | Any | DEER2020 | 2010-2012 | 0 | -377 | 64.2 | 0 | 0 | 0 | 114.6 | 385.68 | 2373.03 | 1383.57 | 1489.74 | 0 | 0 | 0 | None | HV-ResHP | 15 |  | 0 | 15 | 0 | 0 | 1680 | 120 | 0 | 0 | 0 | 0 | 2060 | 55.6 | DnDeemed | FuelSubst-Default | 1 | 1 | 1 | 1 | Def-GSIA | 1 | 0 | DEER:HVAC_Eff_HP | Annual | 0 | 685.92 | 0 | 0 |  | 0 | [5 empty] | Standard | FALSE | ExAnte2024 | IOU workpaper | 0 | 1233.26 | 3289.15 | 1004.47 | 0.37 | 1.23 | 228.8 | 0 | 0 | 685.92 |  | 0 | 0 | 0 | 0 | 0 | 0 |  |  |  | dxHP_equip | SpaceHtg_eq | SpaceHtg_eq | spltHP-SEER-BA | GasFurnace | GasFurnace | HVAC | HeatCool | Any | E12SCG0018 |  | No | NA | None |  |  | Deem-WP-FuelSub | Mini-split or multi-split ductless HP, SEER >= 17 and HSPF >= 9.5, replacing wall furnace, NR | SWHC044-04 | SCE | 45292 |  | SWHC044-04-V-NR-DnDeemed-Res-SFm-Ex-Any-CZ03-FuelSubst-Default-Def-GSIA-Any-Any
76 | Ductless | Wall Furnace and Window AC | 17 SEER Ductless Mini-Split Heat Pump (HSPF = 9.5) | MFm | Wall Furnace and Window AC17 SEER Ductless Mini-Split Heat Pump (HSPF = 9.5)MFm | -26.3 | 48.2 | 15 | 1653.24 | 2873.31 | SWHC044 | SWHC044-04 | Ductless HVAC, Residential, Fuel Substitution | X | Standard efficiency wall furnace (AFUE = 67%) and window AC (EER = 11), MFm, CZ03 |  | Mini-split or multi-split ductless HP, SEER >= 17 and HSPF >= 9.5, replacing window AC and wall furnace, NR, MFm, CZ03 | Standard efficiency wall furnace (AFUE = 67%) and window AC (EER = 11) | Standard efficiency wall furnace (AFUE = 67%) and window AC (EER = 11) | Standard Practice | None | NR | MFm | Ex | CZ03 | Cap-Tons | Res | Any | Any | SEER-Rated DHP | SEER >= 17 | Window AC and Wall Furnace | DEER2014 | Any | DEER2020 | 2010-2012 | 0 | -26.3 | 48.2 | 0 | 0 | 0 | 298.41 | 921.66 | 1653.24 | 1383.57 | 1489.74 | 0 | 0 | 0 | None | HV-ResHP | 15 |  | 0 | 15 | 0 | 0 | 2340 | 287 | 0 | 0 | 0 | 0 | 2370 | 239 | DnDeemDI | FuelSubst-Default | 1 | 1 | 1 | 1 | Def-GSIA | 1 | 0 | DEER:HVAC_Eff_HP | Annual | 0 | 470.37 | 0 | 0 |  | 0 | [5 empty] | Standard | FALSE | ExAnte2024 | IOU workpaper | 0 | 925.91 | 2084.29 | 492.59 | 0.44 | 1.88 | 433.31 | 0 | 0 | 470.37 |  | 0 | 0 | 0 | 0 | 0 | 0 |  |  |  | dxHP_equip | SpaceHtg_eq | SpaceHtg_eq | spltHP-SEER-BA | GasFurnace | GasFurnace | HVAC | HeatCool | Any | E12SCG0018 |  | No | NA | None |  |  | Deem-WP-FuelSub | Mini-split or multi-split ductless HP, SEER >= 17 and HSPF >= 9.5, replacing window AC and wall furnace, NR | SWHC044-04 | SCE | 45292 |  | SWHC044-04-X-NR-DnDeemDI-Res-MFm-Ex-Any-CZ03-FuelSubst-Default-Def-GSIA-Any-Any
77 | Ductless | Wall Furnace and Window AC | 17 SEER Ductless Mini-Split Heat Pump (HSPF = 9.5) | MFm | Wall Furnace and Window AC17 SEER Ductless Mini-Split Heat Pump (HSPF = 9.5)MFm | -26.3 | 48.2 | 15 | 1653.24 | 2873.31 | SWHC044 | SWHC044-04 | Ductless HVAC, Residential, Fuel Substitution | X | Standard efficiency wall furnace (AFUE = 67%) and window AC (EER = 11), MFm, CZ03 |  | Mini-split or multi-split ductless HP, SEER >= 17 and HSPF >= 9.5, replacing window AC and wall furnace, NR, MFm, CZ03 | Standard efficiency wall furnace (AFUE = 67%) and window AC (EER = 11) | Standard efficiency wall furnace (AFUE = 67%) and window AC (EER = 11) | Standard Practice | None | NR | MFm | Ex | CZ03 | Cap-Tons | Res | Any | Any | SEER-Rated DHP | SEER >= 17 | Window AC and Wall Furnace | DEER2014 | Any | DEER2020 | 2010-2012 | 0 | -26.3 | 48.2 | 0 | 0 | 0 | 298.41 | 921.66 | 1653.24 | 1383.57 | 1489.74 | 0 | 0 | 0 | None | HV-ResHP | 15 |  | 0 | 15 | 0 | 0 | 2340 | 287 | 0 | 0 | 0 | 0 | 2370 | 239 | DnDeemed | FuelSubst-Default | 1 | 1 | 1 | 1 | Def-GSIA | 1 | 0 | DEER:HVAC_Eff_HP | Annual | 0 | 470.37 | 0 | 0 |  | 0 | [5 empty] | Standard | FALSE | ExAnte2024 | IOU workpaper | 0 | 925.91 | 2084.29 | 492.59 | 0.44 | 1.88 | 433.31 | 0 | 0 | 470.37 |  | 0 | 0 | 0 | 0 | 0 | 0 |  |  |  | dxHP_equip | SpaceHtg_eq | SpaceHtg_eq | spltHP-SEER-BA | GasFurnace | GasFurnace | HVAC | HeatCool | Any | E12SCG0018 |  | No | NA | None |  |  | Deem-WP-FuelSub | Mini-split or multi-split ductless HP, SEER >= 17 and HSPF >= 9.5, replacing window AC and wall furnace, NR | SWHC044-04 | SCE | 45292 |  | SWHC044-04-X-NR-DnDeemed-Res-MFm-Ex-Any-CZ03-FuelSubst-Default-Def-GSIA-Any-Any
78 | Ductless | Wall Furnace and Window AC | 17 SEER Ductless Mini-Split Heat Pump (HSPF = 9.5) | SFm | Wall Furnace and Window AC17 SEER Ductless Mini-Split Heat Pump (HSPF = 9.5)SFm | -150 | 64.3 | 15 | 1653.24 | 2873.31 | SWHC044 | SWHC044-04 | Ductless HVAC, Residential, Fuel Substitution | X | Standard efficiency wall furnace (AFUE = 67%) and window AC (EER = 11), SFm, CZ03 |  | Mini-split or multi-split ductless HP, SEER >= 17 and HSPF >= 9.5, replacing window AC and wall furnace, NR, SFm, CZ03 | Standard efficiency wall furnace (AFUE = 67%) and window AC (EER = 11) | Standard efficiency wall furnace (AFUE = 67%) and window AC (EER = 11) | Standard Practice | None | NR | SFm | Ex | CZ03 | Cap-Tons | Res | Any | Any | SEER-Rated DHP | SEER >= 17 | Window AC and Wall Furnace | DEER2014 | Any | DEER2020 | 2010-2012 | 0 | -150 | 64.3 | 0 | 0 | 0 | 298.41 | 921.66 | 1653.24 | 1383.57 | 1489.74 | 0 | 0 | 0 | None | HV-ResHP | 15 |  | 0 | 15 | 0 | 0 | 1910 | 120 | 0 | 0 | 0 | 0 | 2060 | 55.6 | DnDeemDI | FuelSubst-Default | 1 | 1 | 1 | 1 | Def-GSIA | 1 | 0 | DEER:HVAC_Eff_HP | Annual | 0 | 470.37 | 0 | 0 |  | 0 | [5 empty] | Standard | FALSE | ExAnte2024 | IOU workpaper | 0 | 1235.18 | 2188.81 | 597.11 | 0.56 | 2.07 | 638.07 | 0 | 0 | 470.37 |  | 0 | 0 | 0 | 0 | 0 | 0 |  |  |  | dxHP_equip | SpaceHtg_eq | SpaceHtg_eq | spltHP-SEER-BA | GasFurnace | GasFurnace | HVAC | HeatCool | Any | E12SCG0018 |  | No | NA | None |  |  | Deem-WP-FuelSub | Mini-split or multi-split ductless HP, SEER >= 17 and HSPF >= 9.5, replacing window AC and wall furnace, NR | SWHC044-04 | SCE | 45292 |  | SWHC044-04-X-NR-DnDeemDI-Res-SFm-Ex-Any-CZ03-FuelSubst-Default-Def-GSIA-Any-Any
79 | Ductless | Wall Furnace and Window AC | 17 SEER Ductless Mini-Split Heat Pump (HSPF = 9.5) | SFm | Wall Furnace and Window AC17 SEER Ductless Mini-Split Heat Pump (HSPF = 9.5)SFm | -150 | 64.3 | 15 | 1653.24 | 2873.31 | SWHC044 | SWHC044-04 | Ductless HVAC, Residential, Fuel Substitution | X | Standard efficiency wall furnace (AFUE = 67%) and window AC (EER = 11), SFm, CZ03 |  | Mini-split or multi-split ductless HP, SEER >= 17 and HSPF >= 9.5, replacing window AC and wall furnace, NR, SFm, CZ03 | Standard efficiency wall furnace (AFUE = 67%) and window AC (EER = 11) | Standard efficiency wall furnace (AFUE = 67%) and window AC (EER = 11) | Standard Practice | None | NR | SFm | Ex | CZ03 | Cap-Tons | Res | Any | Any | SEER-Rated DHP | SEER >= 17 | Window AC and Wall Furnace | DEER2014 | Any | DEER2020 | 2010-2012 | 0 | -150 | 64.3 | 0 | 0 | 0 | 298.41 | 921.66 | 1653.24 | 1383.57 | 1489.74 | 0 | 0 | 0 | None | HV-ResHP | 15 |  | 0 | 15 | 0 | 0 | 1910 | 120 | 0 | 0 | 0 | 0 | 2060 | 55.6 | DnDeemed | FuelSubst-Default | 1 | 1 | 1 | 1 | Def-GSIA | 1 | 0 | DEER:HVAC_Eff_HP | Annual | 0 | 470.37 | 0 | 0 |  | 0 | [5 empty] | Standard | FALSE | ExAnte2024 | IOU workpaper | 0 | 1235.18 | 2188.81 | 597.11 | 0.56 | 2.07 | 638.07 | 0 | 0 | 470.37 |  | 0 | 0 | 0 | 0 | 0 | 0 |  |  |  | dxHP_equip | SpaceHtg_eq | SpaceHtg_eq | spltHP-SEER-BA | GasFurnace | GasFurnace | HVAC | HeatCool | Any | E12SCG0018 |  | No | NA | None |  |  | Deem-WP-FuelSub | Mini-split or multi-split ductless HP, SEER >= 17 and HSPF >= 9.5, replacing window AC and wall furnace, NR | SWHC044-04 | SCE | 45292 |  | SWHC044-04-X-NR-DnDeemed-Res-SFm-Ex-Any-CZ03-FuelSubst-Default-Def-GSIA-Any-Any
80 | Ductless | Wall Furnace | 18 SEER Ductless Mini-Split Heat Pump (HSPF = 9.8) | MFm | Wall Furnace18 SEER Ductless Mini-Split Heat Pump (HSPF = 9.8)MFm | -346 | 53.8 | 15 | 2469.29 | 2969.57 | SWHC044 | SWHC044-04 | Ductless HVAC, Residential, Fuel Substitution | Z | Standard efficiency wall furnace (AFUE = 67%), MFm, CZ03 |  | Mini-split or multi-split ductless HP, SEER >= 18 and HSPF >= 9.8, replacing wall furnace, NR, MFm, CZ03 | Standard efficiency wall furnace (AFUE = 67%) | Standard efficiency wall furnace (AFUE = 67%) | Standard Practice | None | NR | MFm | Ex | CZ03 | Cap-Tons | Res | Any | Any | SEER-Rated DHP | SEER >= 18 | Wall Furnace | DEER2014 | Any | DEER2020 | 2010-2012 | 0 | -346 | 53.8 | 0 | 0 | 0 | 114.6 | 385.68 | 2469.29 | 1383.57 | 1586 | 0 | 0 | 0 | None | HV-ResHP | 15 |  | 0 | 15 | 0 | 0 | 2010 | 293 | 0 | 0 | 0 | 0 | 2350 | 239 | DnDeemDI | FuelSubst-Default | 1 | 1 | 1 | 1 | Def-GSIA | 1 | 0 | DEER:HVAC_Eff_HP | Annual | 0 | 685.92 | 0 | 0 |  | 0 | [5 empty] | Standard | FALSE | ExAnte2024 | IOU workpaper | 0 | 1033.48 | 3355.64 | 978.27 | 0.31 | 1.06 | 55.21 | 0 | 0 | 685.92 |  | 0 | 0 | 0 | 0 | 0 | 0 |  |  |  | dxHP_equip | SpaceHtg_eq | SpaceHtg_eq | spltHP-SEER-BA | GasFurnace | GasFurnace | HVAC | HeatCool | Any | E12SCG0018 |  | No | NA | None |  |  | Deem-WP-FuelSub | Mini-split or multi-split ductless HP, SEER >= 18 and HSPF >= 9.8, replacing wall furnace, NR | SWHC044-04 | SCE | 45292 |  | SWHC044-04-Z-NR-DnDeemDI-Res-MFm-Ex-Any-CZ03-FuelSubst-Default-Def-GSIA-Any-Any
81 | Ductless | Wall Furnace | 18 SEER Ductless Mini-Split Heat Pump (HSPF = 9.8) | MFm | Wall Furnace18 SEER Ductless Mini-Split Heat Pump (HSPF = 9.8)MFm | -346 | 53.8 | 15 | 2469.29 | 2969.57 | SWHC044 | SWHC044-04 | Ductless HVAC, Residential, Fuel Substitution | Z | Standard efficiency wall furnace (AFUE = 67%), MFm, CZ03 |  | Mini-split or multi-split ductless HP, SEER >= 18 and HSPF >= 9.8, replacing wall furnace, NR, MFm, CZ03 | Standard efficiency wall furnace (AFUE = 67%) | Standard efficiency wall furnace (AFUE = 67%) | Standard Practice | None | NR | MFm | Ex | CZ03 | Cap-Tons | Res | Any | Any | SEER-Rated DHP | SEER >= 18 | Wall Furnace | DEER2014 | Any | DEER2020 | 2010-2012 | 0 | -346 | 53.8 | 0 | 0 | 0 | 114.6 | 385.68 | 2469.29 | 1383.57 | 1586 | 0 | 0 | 0 | None | HV-ResHP | 15 |  | 0 | 15 | 0 | 0 | 2010 | 293 | 0 | 0 | 0 | 0 | 2350 | 239 | DnDeemed | FuelSubst-Default | 1 | 1 | 1 | 1 | Def-GSIA | 1 | 0 | DEER:HVAC_Eff_HP | Annual | 0 | 685.92 | 0 | 0 |  | 0 | [5 empty] | Standard | FALSE | ExAnte2024 | IOU workpaper | 0 | 1033.48 | 3355.64 | 978.27 | 0.31 | 1.06 | 55.21 | 0 | 0 | 685.92 |  | 0 | 0 | 0 | 0 | 0 | 0 |  |  |  | dxHP_equip | SpaceHtg_eq | SpaceHtg_eq | spltHP-SEER-BA | GasFurnace | GasFurnace | HVAC | HeatCool | Any | E12SCG0018 |  | No | NA | None |  |  | Deem-WP-FuelSub | Mini-split or multi-split ductless HP, SEER >= 18 and HSPF >= 9.8, replacing wall furnace, NR | SWHC044-04 | SCE | 45292 |  | SWHC044-04-Z-NR-DnDeemed-Res-MFm-Ex-Any-CZ03-FuelSubst-Default-Def-GSIA-Any-Any
82 | Ductless | Wall Furnace | 18 SEER Ductless Mini-Split Heat Pump (HSPF = 9.8) | SFm | Wall Furnace18 SEER Ductless Mini-Split Heat Pump (HSPF = 9.8)SFm | -363 | 64.2 | 15 | 2469.29 | 2969.57 | SWHC044 | SWHC044-04 | Ductless HVAC, Residential, Fuel Substitution | Z | Standard efficiency wall furnace (AFUE = 67%), SFm, CZ03 |  | Mini-split or multi-split ductless HP, SEER >= 18 and HSPF >= 9.8, replacing wall furnace, NR, SFm, CZ03 | Standard efficiency wall furnace (AFUE = 67%) | Standard efficiency wall furnace (AFUE = 67%) | Standard Practice | None | NR | SFm | Ex | CZ03 | Cap-Tons | Res | Any | Any | SEER-Rated DHP | SEER >= 18 | Wall Furnace | DEER2014 | Any | DEER2020 | 2010-2012 | 0 | -363 | 64.2 | 0 | 0 | 0 | 114.6 | 385.68 | 2469.29 | 1383.57 | 1586 | 0 | 0 | 0 | None | HV-ResHP | 15 |  | 0 | 15 | 0 | 0 | 1680 | 120 | 0 | 0 | 0 | 0 | 2040 | 55.6 | DnDeemDI | FuelSubst-Default | 1 | 1 | 1 | 1 | Def-GSIA | 1 | 0 | DEER:HVAC_Eff_HP | Annual | 0 | 685.92 | 0 | 0 |  | 0 | [5 empty] | Standard | FALSE | ExAnte2024 | IOU workpaper | 0 | 1233.26 | 3370 | 992.64 | 0.37 | 1.24 | 240.62 | 0 | 0 | 685.92 |  | 0 | 0 | 0 | 0 | 0 | 0 |  |  |  | dxHP_equip | SpaceHtg_eq | SpaceHtg_eq | spltHP-SEER-BA | GasFurnace | GasFurnace | HVAC | HeatCool | Any | E12SCG0018 |  | No | NA | None |  |  | Deem-WP-FuelSub | Mini-split or multi-split ductless HP, SEER >= 18 and HSPF >= 9.8, replacing wall furnace, NR | SWHC044-04 | SCE | 45292 |  | SWHC044-04-Z-NR-DnDeemDI-Res-SFm-Ex-Any-CZ03-FuelSubst-Default-Def-GSIA-Any-Any
83 | Ductless | Wall Furnace | 18 SEER Ductless Mini-Split Heat Pump (HSPF = 9.8) | SFm | Wall Furnace18 SEER Ductless Mini-Split Heat Pump (HSPF = 9.8)SFm | -363 | 64.2 | 15 | 2469.29 | 2969.57 | SWHC044 | SWHC044-04 | Ductless HVAC, Residential, Fuel Substitution | Z | Standard efficiency wall furnace (AFUE = 67%), SFm, CZ03 |  | Mini-split or multi-split ductless HP, SEER >= 18 and HSPF >= 9.8, replacing wall furnace, NR, SFm, CZ03 | Standard efficiency wall furnace (AFUE = 67%) | Standard efficiency wall furnace (AFUE = 67%) | Standard Practice | None | NR | SFm | Ex | CZ03 | Cap-Tons | Res | Any | Any | SEER-Rated DHP | SEER >= 18 | Wall Furnace | DEER2014 | Any | DEER2020 | 2010-2012 | 0 | -363 | 64.2 | 0 | 0 | 0 | 114.6 | 385.68 | 2469.29 | 1383.57 | 1586 | 0 | 0 | 0 | None | HV-ResHP | 15 |  | 0 | 15 | 0 | 0 | 1680 | 120 | 0 | 0 | 0 | 0 | 2040 | 55.6 | DnDeemed | FuelSubst-Default | 1 | 1 | 1 | 1 | Def-GSIA | 1 | 0 | DEER:HVAC_Eff_HP | Annual | 0 | 685.92 | 0 | 0 |  | 0 | [5 empty] | Standard | FALSE | ExAnte2024 | IOU workpaper | 0 | 1233.26 | 3370 | 992.64 | 0.37 | 1.24 | 240.62 | 0 | 0 | 685.92 |  | 0 | 0 | 0 | 0 | 0 | 0 |  |  |  | dxHP_equip | SpaceHtg_eq | SpaceHtg_eq | spltHP-SEER-BA | GasFurnace | GasFurnace | HVAC | HeatCool | Any | E12SCG0018 |  | No | NA | None |  |  | Deem-WP-FuelSub | Mini-split or multi-split ductless HP, SEER >= 18 and HSPF >= 9.8, replacing wall furnace, NR | SWHC044-04 | SCE | 45292 |  | SWHC044-04-Z-NR-DnDeemed-Res-SFm-Ex-Any-CZ03-FuelSubst-Default-Def-GSIA-Any-Any
84 | Ductless | Wall Furnace and Window AC | 18 SEER Ductless Mini-Split Heat Pump (HSPF = 9.8) | MFm | Wall Furnace and Window AC18 SEER Ductless Mini-Split Heat Pump (HSPF = 9.8)MFm | -14.5 | 48.2 | 15 | 1749.5 | 2969.57 | SWHC044 | SWHC044-04 | Ductless HVAC, Residential, Fuel Substitution | AB | Standard efficiency wall furnace (AFUE = 67%) and window AC (EER = 11), MFm, CZ03 |  | Mini-split or multi-split ductless HP, SEER >= 18 and HSPF >= 9.8, replacing window AC and wall furnace, NR, MFm, CZ03 | Standard efficiency wall furnace (AFUE = 67%) and window AC (EER = 11) | Standard efficiency wall furnace (AFUE = 67%) and window AC (EER = 11) | Standard Practice | None | NR | MFm | Ex | CZ03 | Cap-Tons | Res | Any | Any | SEER-Rated DHP | SEER >= 18 | Window AC and Wall Furnace | DEER2014 | Any | DEER2020 | 2010-2012 | 0 | -14.5 | 48.2 | 0 | 0 | 0 | 298.41 | 921.66 | 1749.5 | 1383.57 | 1586 | 0 | 0 | 0 | None | HV-ResHP | 15 |  | 0 | 15 | 0 | 0 | 2340 | 287 | 0 | 0 | 0 | 0 | 2350 | 239 | DnDeemDI | FuelSubst-Default | 1 | 1 | 1 | 1 | Def-GSIA | 1 | 0 | DEER:HVAC_Eff_HP | Annual | 0 | 470.37 | 0 | 0 |  | 0 | [5 empty] | Standard | FALSE | ExAnte2024 | IOU workpaper | 0 | 925.91 | 2166.99 | 482.62 | 0.43 | 1.92 | 443.28 | 0 | 0 | 470.37 |  | 0 | 0 | 0 | 0 | 0 | 0 |  |  |  | dxHP_equip | SpaceHtg_eq | SpaceHtg_eq | spltHP-SEER-BA | GasFurnace | GasFurnace | HVAC | HeatCool | Any | E12SCG0018 |  | No | NA | None |  |  | Deem-WP-FuelSub | Mini-split or multi-split ductless HP, SEER >= 18 and HSPF >= 9.8, replacing window AC and wall furnace, NR | SWHC044-04 | SCE | 45292 |  | SWHC044-04-AB-NR-DnDeemDI-Res-MFm-Ex-Any-CZ03-FuelSubst-Default-Def-GSIA-Any-Any
85 | Ductless | Wall Furnace and Window AC | 18 SEER Ductless Mini-Split Heat Pump (HSPF = 9.8) | MFm | Wall Furnace and Window AC18 SEER Ductless Mini-Split Heat Pump (HSPF = 9.8)MFm | -14.5 | 48.2 | 15 | 1749.5 | 2969.57 | SWHC044 | SWHC044-04 | Ductless HVAC, Residential, Fuel Substitution | AB | Standard efficiency wall furnace (AFUE = 67%) and window AC (EER = 11), MFm, CZ03 |  | Mini-split or multi-split ductless HP, SEER >= 18 and HSPF >= 9.8, replacing window AC and wall furnace, NR, MFm, CZ03 | Standard efficiency wall furnace (AFUE = 67%) and window AC (EER = 11) | Standard efficiency wall furnace (AFUE = 67%) and window AC (EER = 11) | Standard Practice | None | NR | MFm | Ex | CZ03 | Cap-Tons | Res | Any | Any | SEER-Rated DHP | SEER >= 18 | Window AC and Wall Furnace | DEER2014 | Any | DEER2020 | 2010-2012 | 0 | -14.5 | 48.2 | 0 | 0 | 0 | 298.41 | 921.66 | 1749.5 | 1383.57 | 1586 | 0 | 0 | 0 | None | HV-ResHP | 15 |  | 0 | 15 | 0 | 0 | 2340 | 287 | 0 | 0 | 0 | 0 | 2350 | 239 | DnDeemed | FuelSubst-Default | 1 | 1 | 1 | 1 | Def-GSIA | 1 | 0 | DEER:HVAC_Eff_HP | Annual | 0 | 470.37 | 0 | 0 |  | 0 | [5 empty] | Standard | FALSE | ExAnte2024 | IOU workpaper | 0 | 925.91 | 2166.99 | 482.62 | 0.43 | 1.92 | 443.28 | 0 | 0 | 470.37 |  | 0 | 0 | 0 | 0 | 0 | 0 |  |  |  | dxHP_equip | SpaceHtg_eq | SpaceHtg_eq | spltHP-SEER-BA | GasFurnace | GasFurnace | HVAC | HeatCool | Any | E12SCG0018 |  | No | NA | None |  |  | Deem-WP-FuelSub | Mini-split or multi-split ductless HP, SEER >= 18 and HSPF >= 9.8, replacing window AC and wall furnace, NR | SWHC044-04 | SCE | 45292 |  | SWHC044-04-AB-NR-DnDeemed-Res-MFm-Ex-Any-CZ03-FuelSubst-Default-Def-GSIA-Any-Any
86 | Ductless | Wall Furnace and Window AC | 18 SEER Ductless Mini-Split Heat Pump (HSPF = 9.8) | SFm | Wall Furnace and Window AC18 SEER Ductless Mini-Split Heat Pump (HSPF = 9.8)SFm | -136 | 64.3 | 15 | 1749.5 | 2969.57 | SWHC044 | SWHC044-04 | Ductless HVAC, Residential, Fuel Substitution | AB | Standard efficiency wall furnace (AFUE = 67%) and window AC (EER = 11), SFm, CZ03 |  | Mini-split or multi-split ductless HP, SEER >= 18 and HSPF >= 9.8, replacing window AC and wall furnace, NR, SFm, CZ03 | Standard efficiency wall furnace (AFUE = 67%) and window AC (EER = 11) | Standard efficiency wall furnace (AFUE = 67%) and window AC (EER = 11) | Standard Practice | None | NR | SFm | Ex | CZ03 | Cap-Tons | Res | Any | Any | SEER-Rated DHP | SEER >= 18 | Window AC and Wall Furnace | DEER2014 | Any | DEER2020 | 2010-2012 | 0 | -136 | 64.3 | 0 | 0 | 0 | 298.41 | 921.66 | 1749.5 | 1383.57 | 1586 | 0 | 0 | 0 | None | HV-ResHP | 15 |  | 0 | 15 | 0 | 0 | 1910 | 120 | 0 | 0 | 0 | 0 | 2040 | 55.6 | DnDeemDI | FuelSubst-Default | 1 | 1 | 1 | 1 | Def-GSIA | 1 | 0 | DEER:HVAC_Eff_HP | Annual | 0 | 470.37 | 0 | 0 |  | 0 | [5 empty] | Standard | FALSE | ExAnte2024 | IOU workpaper | 0 | 1235.18 | 2269.65 | 585.28 | 0.54 | 2.11 | 649.9 | 0 | 0 | 470.37 |  | 0 | 0 | 0 | 0 | 0 | 0 |  |  |  | dxHP_equip | SpaceHtg_eq | SpaceHtg_eq | spltHP-SEER-BA | GasFurnace | GasFurnace | HVAC | HeatCool | Any | E12SCG0018 |  | No | NA | None |  |  | Deem-WP-FuelSub | Mini-split or multi-split ductless HP, SEER >= 18 and HSPF >= 9.8, replacing window AC and wall furnace, NR | SWHC044-04 | SCE | 45292 |  | SWHC044-04-AB-NR-DnDeemDI-Res-SFm-Ex-Any-CZ03-FuelSubst-Default-Def-GSIA-Any-Any
87 | Ductless | Wall Furnace and Window AC | 18 SEER Ductless Mini-Split Heat Pump (HSPF = 9.8) | SFm | Wall Furnace and Window AC18 SEER Ductless Mini-Split Heat Pump (HSPF = 9.8)SFm | -136 | 64.3 | 15 | 1749.5 | 2969.57 | SWHC044 | SWHC044-04 | Ductless HVAC, Residential, Fuel Substitution | AB | Standard efficiency wall furnace (AFUE = 67%) and window AC (EER = 11), SFm, CZ03 |  | Mini-split or multi-split ductless HP, SEER >= 18 and HSPF >= 9.8, replacing window AC and wall furnace, NR, SFm, CZ03 | Standard efficiency wall furnace (AFUE = 67%) and window AC (EER = 11) | Standard efficiency wall furnace (AFUE = 67%) and window AC (EER = 11) | Standard Practice | None | NR | SFm | Ex | CZ03 | Cap-Tons | Res | Any | Any | SEER-Rated DHP | SEER >= 18 | Window AC and Wall Furnace | DEER2014 | Any | DEER2020 | 2010-2012 | 0 | -136 | 64.3 | 0 | 0 | 0 | 298.41 | 921.66 | 1749.5 | 1383.57 | 1586 | 0 | 0 | 0 | None | HV-ResHP | 15 |  | 0 | 15 | 0 | 0 | 1910 | 120 | 0 | 0 | 0 | 0 | 2040 | 55.6 | DnDeemed | FuelSubst-Default | 1 | 1 | 1 | 1 | Def-GSIA | 1 | 0 | DEER:HVAC_Eff_HP | Annual | 0 | 470.37 | 0 | 0 |  | 0 | [5 empty] | Standard | FALSE | ExAnte2024 | IOU workpaper | 0 | 1235.18 | 2269.65 | 585.28 | 0.54 | 2.11 | 649.9 | 0 | 0 | 470.37 |  | 0 | 0 | 0 | 0 | 0 | 0 |  |  |  | dxHP_equip | SpaceHtg_eq | SpaceHtg_eq | spltHP-SEER-BA | GasFurnace | GasFurnace | HVAC | HeatCool | Any | E12SCG0018 |  | No | NA | None |  |  | Deem-WP-FuelSub | Mini-split or multi-split ductless HP, SEER >= 18 and HSPF >= 9.8, replacing window AC and wall furnace, NR | SWHC044-04 | SCE | 45292 |  | SWHC044-04-AB-NR-DnDeemed-Res-SFm-Ex-Any-CZ03-FuelSubst-Default-Def-GSIA-Any-Any
88 | Ductless | Wall Furnace | 19 SEER Ductless Mini-Split Heat Pump (HSPF = 10) | MFm | Wall Furnace19 SEER Ductless Mini-Split Heat Pump (HSPF = 10)MFm | -338 | 53.8 | 15 | 2565.56 | 3065.84 | SWHC044 | SWHC044-04 | Ductless HVAC, Residential, Fuel Substitution | AD | Standard efficiency wall furnace (AFUE = 67%), MFm, CZ03 |  | Mini-split or multi-split ductless HP, SEER >= 19 and HSPF >= 10, replacing wall furnace, NR, MFm, CZ03 | Standard efficiency wall furnace (AFUE = 67%) | Standard efficiency wall furnace (AFUE = 67%) | Standard Practice | None | NR | MFm | Ex | CZ03 | Cap-Tons | Res | Any | Any | SEER-Rated DHP | SEER >= 19 | Wall Furnace | DEER2014 | Any | DEER2020 | 2010-2012 | 0 | -338 | 53.8 | 0 | 0 | 0 | 114.6 | 385.68 | 2565.56 | 1383.57 | 1682.27 | 0 | 0 | 0 | None | HV-ResHP | 15 |  | 0 | 15 | 0 | 0 | 2010 | 293 | 0 | 0 | 0 | 0 | 2350 | 239 | DnDeemDI | FuelSubst-Default | 1 | 1 | 1 | 1 | Def-GSIA | 1 | 0 | DEER:HVAC_Eff_HP | Annual | 0 | 685.92 | 0 | 0 |  | 0 | [5 empty] | Standard | FALSE | ExAnte2024 | IOU workpaper | 0 | 1033.48 | 3441.56 | 971.51 | 0.3 | 1.06 | 61.97 | 0 | 0 | 685.92 |  | 0 | 0 | 0 | 0 | 0 | 0 |  |  |  | dxHP_equip | SpaceHtg_eq | SpaceHtg_eq | spltHP-SEER-BA | GasFurnace | GasFurnace | HVAC | HeatCool | Any | E12SCG0018 |  | No | NA | None |  |  | Deem-WP-FuelSub | Mini-split or multi-split ductless HP, SEER >= 19 and HSPF >= 10, replacing wall furnace, NR | SWHC044-04 | SCE | 45292 |  | SWHC044-04-AD-NR-DnDeemDI-Res-MFm-Ex-Any-CZ03-FuelSubst-Default-Def-GSIA-Any-Any
89 | Ductless | Wall Furnace | 19 SEER Ductless Mini-Split Heat Pump (HSPF = 10) | MFm | Wall Furnace19 SEER Ductless Mini-Split Heat Pump (HSPF = 10)MFm | -338 | 53.8 | 15 | 2565.56 | 3065.84 | SWHC044 | SWHC044-04 | Ductless HVAC, Residential, Fuel Substitution | AD | Standard efficiency wall furnace (AFUE = 67%), MFm, CZ03 |  | Mini-split or multi-split ductless HP, SEER >= 19 and HSPF >= 10, replacing wall furnace, NR, MFm, CZ03 | Standard efficiency wall furnace (AFUE = 67%) | Standard efficiency wall furnace (AFUE = 67%) | Standard Practice | None | NR | MFm | Ex | CZ03 | Cap-Tons | Res | Any | Any | SEER-Rated DHP | SEER >= 19 | Wall Furnace | DEER2014 | Any | DEER2020 | 2010-2012 | 0 | -338 | 53.8 | 0 | 0 | 0 | 114.6 | 385.68 | 2565.56 | 1383.57 | 1682.27 | 0 | 0 | 0 | None | HV-ResHP | 15 |  | 0 | 15 | 0 | 0 | 2010 | 293 | 0 | 0 | 0 | 0 | 2350 | 239 | DnDeemed | FuelSubst-Default | 1 | 1 | 1 | 1 | Def-GSIA | 1 | 0 | DEER:HVAC_Eff_HP | Annual | 0 | 685.92 | 0 | 0 |  | 0 | [5 empty] | Standard | FALSE | ExAnte2024 | IOU workpaper | 0 | 1033.48 | 3441.56 | 971.51 | 0.3 | 1.06 | 61.97 | 0 | 0 | 685.92 |  | 0 | 0 | 0 | 0 | 0 | 0 |  |  |  | dxHP_equip | SpaceHtg_eq | SpaceHtg_eq | spltHP-SEER-BA | GasFurnace | GasFurnace | HVAC | HeatCool | Any | E12SCG0018 |  | No | NA | None |  |  | Deem-WP-FuelSub | Mini-split or multi-split ductless HP, SEER >= 19 and HSPF >= 10, replacing wall furnace, NR | SWHC044-04 | SCE | 45292 |  | SWHC044-04-AD-NR-DnDeemed-Res-MFm-Ex-Any-CZ03-FuelSubst-Default-Def-GSIA-Any-Any
90 | Ductless | Wall Furnace | 19 SEER Ductless Mini-Split Heat Pump (HSPF = 10) | SFm | Wall Furnace19 SEER Ductless Mini-Split Heat Pump (HSPF = 10)SFm | -353 | 64.2 | 15 | 2565.56 | 3065.84 | SWHC044 | SWHC044-04 | Ductless HVAC, Residential, Fuel Substitution | AD | Standard efficiency wall furnace (AFUE = 67%), SFm, CZ03 |  | Mini-split or multi-split ductless HP, SEER >= 19 and HSPF >= 10, replacing wall furnace, NR, SFm, CZ03 | Standard efficiency wall furnace (AFUE = 67%) | Standard efficiency wall furnace (AFUE = 67%) | Standard Practice | None | NR | SFm | Ex | CZ03 | Cap-Tons | Res | Any | Any | SEER-Rated DHP | SEER >= 19 | Wall Furnace | DEER2014 | Any | DEER2020 | 2010-2012 | 0 | -353 | 64.2 | 0 | 0 | 0 | 114.6 | 385.68 | 2565.56 | 1383.57 | 1682.27 | 0 | 0 | 0 | None | HV-ResHP | 15 |  | 0 | 15 | 0 | 0 | 1680 | 120 | 0 | 0 | 0 | 0 | 2030 | 55.6 | DnDeemDI | FuelSubst-Default | 1 | 1 | 1 | 1 | Def-GSIA | 1 | 0 | DEER:HVAC_Eff_HP | Annual | 0 | 685.92 | 0 | 0 |  | 0 | [5 empty] | Standard | FALSE | ExAnte2024 | IOU workpaper | 0 | 1233.26 | 3454.24 | 984.19 | 0.36 | 1.25 | 249.07 | 0 | 0 | 685.92 |  | 0 | 0 | 0 | 0 | 0 | 0 |  |  |  | dxHP_equip | SpaceHtg_eq | SpaceHtg_eq | spltHP-SEER-BA | GasFurnace | GasFurnace | HVAC | HeatCool | Any | E12SCG0018 |  | No | NA | None |  |  | Deem-WP-FuelSub | Mini-split or multi-split ductless HP, SEER >= 19 and HSPF >= 10, replacing wall furnace, NR | SWHC044-04 | SCE | 45292 |  | SWHC044-04-AD-NR-DnDeemDI-Res-SFm-Ex-Any-CZ03-FuelSubst-Default-Def-GSIA-Any-Any
91 | Ductless | Wall Furnace | 19 SEER Ductless Mini-Split Heat Pump (HSPF = 10) | SFm | Wall Furnace19 SEER Ductless Mini-Split Heat Pump (HSPF = 10)SFm | -353 | 64.2 | 15 | 2565.56 | 3065.84 | SWHC044 | SWHC044-04 | Ductless HVAC, Residential, Fuel Substitution | AD | Standard efficiency wall furnace (AFUE = 67%), SFm, CZ03 |  | Mini-split or multi-split ductless HP, SEER >= 19 and HSPF >= 10, replacing wall furnace, NR, SFm, CZ03 | Standard efficiency wall furnace (AFUE = 67%) | Standard efficiency wall furnace (AFUE = 67%) | Standard Practice | None | NR | SFm | Ex | CZ03 | Cap-Tons | Res | Any | Any | SEER-Rated DHP | SEER >= 19 | Wall Furnace | DEER2014 | Any | DEER2020 | 2010-2012 | 0 | -353 | 64.2 | 0 | 0 | 0 | 114.6 | 385.68 | 2565.56 | 1383.57 | 1682.27 | 0 | 0 | 0 | None | HV-ResHP | 15 |  | 0 | 15 | 0 | 0 | 1680 | 120 | 0 | 0 | 0 | 0 | 2030 | 55.6 | DnDeemed | FuelSubst-Default | 1 | 1 | 1 | 1 | Def-GSIA | 1 | 0 | DEER:HVAC_Eff_HP | Annual | 0 | 685.92 | 0 | 0 |  | 0 | [5 empty] | Standard | FALSE | ExAnte2024 | IOU workpaper | 0 | 1233.26 | 3454.24 | 984.19 | 0.36 | 1.25 | 249.07 | 0 | 0 | 685.92 |  | 0 | 0 | 0 | 0 | 0 | 0 |  |  |  | dxHP_equip | SpaceHtg_eq | SpaceHtg_eq | spltHP-SEER-BA | GasFurnace | GasFurnace | HVAC | HeatCool | Any | E12SCG0018 |  | No | NA | None |  |  | Deem-WP-FuelSub | Mini-split or multi-split ductless HP, SEER >= 19 and HSPF >= 10, replacing wall furnace, NR | SWHC044-04 | SCE | 45292 |  | SWHC044-04-AD-NR-DnDeemed-Res-SFm-Ex-Any-CZ03-FuelSubst-Default-Def-GSIA-Any-Any
92 | Ductless | Wall Furnace and Window AC | 19 SEER Ductless Mini-Split Heat Pump (HSPF = 10) | MFm | Wall Furnace and Window AC19 SEER Ductless Mini-Split Heat Pump (HSPF = 10)MFm | -6.01 | 48.2 | 15 | 1845.77 | 3065.84 | SWHC044 | SWHC044-04 | Ductless HVAC, Residential, Fuel Substitution | AF | Standard efficiency wall furnace (AFUE = 67%) and window AC (EER = 11), MFm, CZ03 |  | Mini-split or multi-split ductless HP, SEER >= 19 and HSPF >= 10, replacing window AC and wall furnace, NR, MFm, CZ03 | Standard efficiency wall furnace (AFUE = 67%) and window AC (EER = 11) | Standard efficiency wall furnace (AFUE = 67%) and window AC (EER = 11) | Standard Practice | None | NR | MFm | Ex | CZ03 | Cap-Tons | Res | Any | Any | SEER-Rated DHP | SEER >= 19 | Window AC and Wall Furnace | DEER2014 | Any | DEER2020 | 2010-2012 | 0 | -6.01 | 48.2 | 0 | 0 | 0 | 298.41 | 921.66 | 1845.77 | 1383.57 | 1682.27 | 0 | 0 | 0 | None | HV-ResHP | 15 |  | 0 | 15 | 0 | 0 | 2340 | 287 | 0 | 0 | 0 | 0 | 2350 | 239 | DnDeemDI | FuelSubst-Default | 1 | 1 | 1 | 1 | Def-GSIA | 1 | 0 | DEER:HVAC_Eff_HP | Annual | 0 | 470.37 | 0 | 0 |  | 0 | [5 empty] | Standard | FALSE | ExAnte2024 | IOU workpaper | 0 | 925.91 | 2252.5 | 475.45 | 0.41 | 1.95 | 450.46 | 0 | 0 | 470.37 |  | 0 | 0 | 0 | 0 | 0 | 0 |  |  |  | dxHP_equip | SpaceHtg_eq | SpaceHtg_eq | spltHP-SEER-BA | GasFurnace | GasFurnace | HVAC | HeatCool | Any | E12SCG0018 |  | No | NA | None |  |  | Deem-WP-FuelSub | Mini-split or multi-split ductless HP, SEER >= 19 and HSPF >= 10, replacing window AC and wall furnace, NR | SWHC044-04 | SCE | 45292 |  | SWHC044-04-AF-NR-DnDeemDI-Res-MFm-Ex-Any-CZ03-FuelSubst-Default-Def-GSIA-Any-Any
93 | Ductless | Wall Furnace and Window AC | 19 SEER Ductless Mini-Split Heat Pump (HSPF = 10) | MFm | Wall Furnace and Window AC19 SEER Ductless Mini-Split Heat Pump (HSPF = 10)MFm | -6.01 | 48.2 | 15 | 1845.77 | 3065.84 | SWHC044 | SWHC044-04 | Ductless HVAC, Residential, Fuel Substitution | AF | Standard efficiency wall furnace (AFUE = 67%) and window AC (EER = 11), MFm, CZ03 |  | Mini-split or multi-split ductless HP, SEER >= 19 and HSPF >= 10, replacing window AC and wall furnace, NR, MFm, CZ03 | Standard efficiency wall furnace (AFUE = 67%) and window AC (EER = 11) | Standard efficiency wall furnace (AFUE = 67%) and window AC (EER = 11) | Standard Practice | None | NR | MFm | Ex | CZ03 | Cap-Tons | Res | Any | Any | SEER-Rated DHP | SEER >= 19 | Window AC and Wall Furnace | DEER2014 | Any | DEER2020 | 2010-2012 | 0 | -6.01 | 48.2 | 0 | 0 | 0 | 298.41 | 921.66 | 1845.77 | 1383.57 | 1682.27 | 0 | 0 | 0 | None | HV-ResHP | 15 |  | 0 | 15 | 0 | 0 | 2340 | 287 | 0 | 0 | 0 | 0 | 2350 | 239 | DnDeemed | FuelSubst-Default | 1 | 1 | 1 | 1 | Def-GSIA | 1 | 0 | DEER:HVAC_Eff_HP | Annual | 0 | 470.37 | 0 | 0 |  | 0 | [5 empty] | Standard | FALSE | ExAnte2024 | IOU workpaper | 0 | 925.91 | 2252.5 | 475.45 | 0.41 | 1.95 | 450.46 | 0 | 0 | 470.37 |  | 0 | 0 | 0 | 0 | 0 | 0 |  |  |  | dxHP_equip | SpaceHtg_eq | SpaceHtg_eq | spltHP-SEER-BA | GasFurnace | GasFurnace | HVAC | HeatCool | Any | E12SCG0018 |  | No | NA | None |  |  | Deem-WP-FuelSub | Mini-split or multi-split ductless HP, SEER >= 19 and HSPF >= 10, replacing window AC and wall furnace, NR | SWHC044-04 | SCE | 45292 |  | SWHC044-04-AF-NR-DnDeemed-Res-MFm-Ex-Any-CZ03-FuelSubst-Default-Def-GSIA-Any-Any
94 | Ductless | Wall Furnace and Window AC | 19 SEER Ductless Mini-Split Heat Pump (HSPF = 10) | SFm | Wall Furnace and Window AC19 SEER Ductless Mini-Split Heat Pump (HSPF = 10)SFm | -126 | 64.3 | 15 | 1845.77 | 3065.84 | SWHC044 | SWHC044-04 | Ductless HVAC, Residential, Fuel Substitution | AF | Standard efficiency wall furnace (AFUE = 67%) and window AC (EER = 11), SFm, CZ03 |  | Mini-split or multi-split ductless HP, SEER >= 19 and HSPF >= 10, replacing window AC and wall furnace, NR, SFm, CZ03 | Standard efficiency wall furnace (AFUE = 67%) and window AC (EER = 11) | Standard efficiency wall furnace (AFUE = 67%) and window AC (EER = 11) | Standard Practice | None | NR | SFm | Ex | CZ03 | Cap-Tons | Res | Any | Any | SEER-Rated DHP | SEER >= 19 | Window AC and Wall Furnace | DEER2014 | Any | DEER2020 | 2010-2012 | 0 | -126 | 64.3 | 0 | 0 | 0 | 298.41 | 921.66 | 1845.77 | 1383.57 | 1682.27 | 0 | 0 | 0 | None | HV-ResHP | 15 |  | 0 | 15 | 0 | 0 | 1910 | 120 | 0 | 0 | 0 | 0 | 2030 | 55.6 | DnDeemDI | FuelSubst-Default | 1 | 1 | 1 | 1 | Def-GSIA | 1 | 0 | DEER:HVAC_Eff_HP | Annual | 0 | 470.37 | 0 | 0 |  | 0 | [5 empty] | Standard | FALSE | ExAnte2024 | IOU workpaper | 0 | 1235.18 | 2353.89 | 576.83 | 0.52 | 2.14 | 658.35 | 0 | 0 | 470.37 |  | 0 | 0 | 0 | 0 | 0 | 0 |  |  |  | dxHP_equip | SpaceHtg_eq | SpaceHtg_eq | spltHP-SEER-BA | GasFurnace | GasFurnace | HVAC | HeatCool | Any | E12SCG0018 |  | No | NA | None |  |  | Deem-WP-FuelSub | Mini-split or multi-split ductless HP, SEER >= 19 and HSPF >= 10, replacing window AC and wall furnace, NR | SWHC044-04 | SCE | 45292 |  | SWHC044-04-AF-NR-DnDeemDI-Res-SFm-Ex-Any-CZ03-FuelSubst-Default-Def-GSIA-Any-Any
95 | Ductless | Wall Furnace and Window AC | 19 SEER Ductless Mini-Split Heat Pump (HSPF = 10) | SFm | Wall Furnace and Window AC19 SEER Ductless Mini-Split Heat Pump (HSPF = 10)SFm | -126 | 64.3 | 15 | 1845.77 | 3065.84 | SWHC044 | SWHC044-04 | Ductless HVAC, Residential, Fuel Substitution | AF | Standard efficiency wall furnace (AFUE = 67%) and window AC (EER = 11), SFm, CZ03 |  | Mini-split or multi-split ductless HP, SEER >= 19 and HSPF >= 10, replacing window AC and wall furnace, NR, SFm, CZ03 | Standard efficiency wall furnace (AFUE = 67%) and window AC (EER = 11) | Standard efficiency wall furnace (AFUE = 67%) and window AC (EER = 11) | Standard Practice | None | NR | SFm | Ex | CZ03 | Cap-Tons | Res | Any | Any | SEER-Rated DHP | SEER >= 19 | Window AC and Wall Furnace | DEER2014 | Any | DEER2020 | 2010-2012 | 0 | -126 | 64.3 | 0 | 0 | 0 | 298.41 | 921.66 | 1845.77 | 1383.57 | 1682.27 | 0 | 0 | 0 | None | HV-ResHP | 15 |  | 0 | 15 | 0 | 0 | 1910 | 120 | 0 | 0 | 0 | 0 | 2030 | 55.6 | DnDeemed | FuelSubst-Default | 1 | 1 | 1 | 1 | Def-GSIA | 1 | 0 | DEER:HVAC_Eff_HP | Annual | 0 | 470.37 | 0 | 0 |  | 0 | [5 empty] | Standard | FALSE | ExAnte2024 | IOU workpaper | 0 | 1235.18 | 2353.89 | 576.83 | 0.52 | 2.14 | 658.35 | 0 | 0 | 470.37 |  | 0 | 0 | 0 | 0 | 0 | 0 |  |  |  | dxHP_equip | SpaceHtg_eq | SpaceHtg_eq | spltHP-SEER-BA | GasFurnace | GasFurnace | HVAC | HeatCool | Any | E12SCG0018 |  | No | NA | None |  |  | Deem-WP-FuelSub | Mini-split or multi-split ductless HP, SEER >= 19 and HSPF >= 10, replacing window AC and wall furnace, NR | SWHC044-04 | SCE | 45292 |  | SWHC044-04-AF-NR-DnDeemed-Res-SFm-Ex-Any-CZ03-FuelSubst-Default-Def-GSIA-Any-Any
96 | Ductless | Wall Furnace | 20 SEER Ductless Mini-Split Heat Pump (HSPF = 10.3) | MFm | Wall Furnace20 SEER Ductless Mini-Split Heat Pump (HSPF = 10.3)MFm | -328 | 53.8 | 15 | 2661.82 | 3162.1 | SWHC044 | SWHC044-04 | Ductless HVAC, Residential, Fuel Substitution | AH | Standard efficiency wall furnace (AFUE = 67%), MFm, CZ03 |  | Mini-split or multi-split ductless HP, SEER >= 20 and HSPF >= 10.3, replacing wall furnace, NR, MFm, CZ03 | Standard efficiency wall furnace (AFUE = 67%) | Standard efficiency wall furnace (AFUE = 67%) | Standard Practice | None | NR | MFm | Ex | CZ03 | Cap-Tons | Res | Any | Any | SEER-Rated DHP | SEER >= 20 | Wall Furnace | DEER2014 | Any | DEER2020 | 2010-2012 | 0 | -328 | 53.8 | 0 | 0 | 0 | 114.6 | 385.68 | 2661.82 | 1383.57 | 1778.53 | 0 | 0 | 0 | None | HV-ResHP | 15 |  | 0 | 15 | 0 | 0 | 2010 | 293 | 0 | 0 | 0 | 0 | 2340 | 239 | DnDeemDI | FuelSubst-Default | 1 | 1 | 1 | 1 | Def-GSIA | 1 | 0 | DEER:HVAC_Eff_HP | Annual | 0 | 685.92 | 0 | 0 |  | 0 | [5 empty] | Standard | FALSE | ExAnte2024 | IOU workpaper | 0 | 1033.48 | 3525.79 | 963.06 | 0.29 | 1.07 | 70.42 | 0 | 0 | 685.92 |  | 0 | 0 | 0 | 0 | 0 | 0 |  |  |  | dxHP_equip | SpaceHtg_eq | SpaceHtg_eq | spltHP-SEER-BA | GasFurnace | GasFurnace | HVAC | HeatCool | Any | E12SCG0018 |  | No | NA | None |  |  | Deem-WP-FuelSub | Mini-split or multi-split ductless HP, SEER >= 20 and HSPF >= 10.3, replacing wall furnace, NR | SWHC044-04 | SCE | 45292 |  | SWHC044-04-AH-NR-DnDeemDI-Res-MFm-Ex-Any-CZ03-FuelSubst-Default-Def-GSIA-Any-Any
97 | Ductless | Wall Furnace | 20 SEER Ductless Mini-Split Heat Pump (HSPF = 10.3) | MFm | Wall Furnace20 SEER Ductless Mini-Split Heat Pump (HSPF = 10.3)MFm | -328 | 53.8 | 15 | 2661.82 | 3162.1 | SWHC044 | SWHC044-04 | Ductless HVAC, Residential, Fuel Substitution | AH | Standard efficiency wall furnace (AFUE = 67%), MFm, CZ03 |  | Mini-split or multi-split ductless HP, SEER >= 20 and HSPF >= 10.3, replacing wall furnace, NR, MFm, CZ03 | Standard efficiency wall furnace (AFUE = 67%) | Standard efficiency wall furnace (AFUE = 67%) | Standard Practice | None | NR | MFm | Ex | CZ03 | Cap-Tons | Res | Any | Any | SEER-Rated DHP | SEER >= 20 | Wall Furnace | DEER2014 | Any | DEER2020 | 2010-2012 | 0 | -328 | 53.8 | 0 | 0 | 0 | 114.6 | 385.68 | 2661.82 | 1383.57 | 1778.53 | 0 | 0 | 0 | None | HV-ResHP | 15 |  | 0 | 15 | 0 | 0 | 2010 | 293 | 0 | 0 | 0 | 0 | 2340 | 239 | DnDeemed | FuelSubst-Default | 1 | 1 | 1 | 1 | Def-GSIA | 1 | 0 | DEER:HVAC_Eff_HP | Annual | 0 | 685.92 | 0 | 0 |  | 0 | [5 empty] | Standard | FALSE | ExAnte2024 | IOU workpaper | 0 | 1033.48 | 3525.79 | 963.06 | 0.29 | 1.07 | 70.42 | 0 | 0 | 685.92 |  | 0 | 0 | 0 | 0 | 0 | 0 |  |  |  | dxHP_equip | SpaceHtg_eq | SpaceHtg_eq | spltHP-SEER-BA | GasFurnace | GasFurnace | HVAC | HeatCool | Any | E12SCG0018 |  | No | NA | None |  |  | Deem-WP-FuelSub | Mini-split or multi-split ductless HP, SEER >= 20 and HSPF >= 10.3, replacing wall furnace, NR | SWHC044-04 | SCE | 45292 |  | SWHC044-04-AH-NR-DnDeemed-Res-MFm-Ex-Any-CZ03-FuelSubst-Default-Def-GSIA-Any-Any
98 | Ductless | Wall Furnace | 20 SEER Ductless Mini-Split Heat Pump (HSPF = 10.3) | SFm | Wall Furnace20 SEER Ductless Mini-Split Heat Pump (HSPF = 10.3)SFm | -341 | 64.2 | 15 | 2661.82 | 3162.1 | SWHC044 | SWHC044-04 | Ductless HVAC, Residential, Fuel Substitution | AH | Standard efficiency wall furnace (AFUE = 67%), SFm, CZ03 |  | Mini-split or multi-split ductless HP, SEER >= 20 and HSPF >= 10.3, replacing wall furnace, NR, SFm, CZ03 | Standard efficiency wall furnace (AFUE = 67%) | Standard efficiency wall furnace (AFUE = 67%) | Standard Practice | None | NR | SFm | Ex | CZ03 | Cap-Tons | Res | Any | Any | SEER-Rated DHP | SEER >= 20 | Wall Furnace | DEER2014 | Any | DEER2020 | 2010-2012 | 0 | -341 | 64.2 | 0 | 0 | 0 | 114.6 | 385.68 | 2661.82 | 1383.57 | 1778.53 | 0 | 0 | 0 | None | HV-ResHP | 15 |  | 0 | 15 | 0 | 0 | 1680 | 120 | 0 | 0 | 0 | 0 | 2020 | 55.6 | DnDeemDI | FuelSubst-Default | 1 | 1 | 1 | 1 | Def-GSIA | 1 | 0 | DEER:HVAC_Eff_HP | Annual | 0 | 685.92 | 0 | 0 |  | 0 | [5 empty] | Standard | FALSE | ExAnte2024 | IOU workpaper | 0 | 1233.26 | 3536.77 | 974.05 | 0.35 | 1.27 | 259.21 | 0 | 0 | 685.92 |  | 0 | 0 | 0 | 0 | 0 | 0 |  |  |  | dxHP_equip | SpaceHtg_eq | SpaceHtg_eq | spltHP-SEER-BA | GasFurnace | GasFurnace | HVAC | HeatCool | Any | E12SCG0018 |  | No | NA | None |  |  | Deem-WP-FuelSub | Mini-split or multi-split ductless HP, SEER >= 20 and HSPF >= 10.3, replacing wall furnace, NR | SWHC044-04 | SCE | 45292 |  | SWHC044-04-AH-NR-DnDeemDI-Res-SFm-Ex-Any-CZ03-FuelSubst-Default-Def-GSIA-Any-Any
99 | Ductless | Wall Furnace | 20 SEER Ductless Mini-Split Heat Pump (HSPF = 10.3) | SFm | Wall Furnace20 SEER Ductless Mini-Split Heat Pump (HSPF = 10.3)SFm | -341 | 64.2 | 15 | 2661.82 | 3162.1 | SWHC044 | SWHC044-04 | Ductless HVAC, Residential, Fuel Substitution | AH | Standard efficiency wall furnace (AFUE = 67%), SFm, CZ03 |  | Mini-split or multi-split ductless HP, SEER >= 20 and HSPF >= 10.3, replacing wall furnace, NR, SFm, CZ03 | Standard efficiency wall furnace (AFUE = 67%) | Standard efficiency wall furnace (AFUE = 67%) | Standard Practice | None | NR | SFm | Ex | CZ03 | Cap-Tons | Res | Any | Any | SEER-Rated DHP | SEER >= 20 | Wall Furnace | DEER2014 | Any | DEER2020 | 2010-2012 | 0 | -341 | 64.2 | 0 | 0 | 0 | 114.6 | 385.68 | 2661.82 | 1383.57 | 1778.53 | 0 | 0 | 0 | None | HV-ResHP | 15 |  | 0 | 15 | 0 | 0 | 1680 | 120 | 0 | 0 | 0 | 0 | 2020 | 55.6 | DnDeemed | FuelSubst-Default | 1 | 1 | 1 | 1 | Def-GSIA | 1 | 0 | DEER:HVAC_Eff_HP | Annual | 0 | 685.92 | 0 | 0 |  | 0 | [5 empty] | Standard | FALSE | ExAnte2024 | IOU workpaper | 0 | 1233.26 | 3536.77 | 974.05 | 0.35 | 1.27 | 259.21 | 0 | 0 | 685.92 |  | 0 | 0 | 0 | 0 | 0 | 0 |  |  |  | dxHP_equip | SpaceHtg_eq | SpaceHtg_eq | spltHP-SEER-BA | GasFurnace | GasFurnace | HVAC | HeatCool | Any | E12SCG0018 |  | No | NA | None |  |  | Deem-WP-FuelSub | Mini-split or multi-split ductless HP, SEER >= 20 and HSPF >= 10.3, replacing wall furnace, NR | SWHC044-04 | SCE | 45292 |  | SWHC044-04-AH-NR-DnDeemed-Res-SFm-Ex-Any-CZ03-FuelSubst-Default-Def-GSIA-Any-Any
100 | Ductless | Wall Furnace and Window AC | 20 SEER Ductless Mini-Split Heat Pump (HSPF = 10.3) | MFm | Wall Furnace and Window AC20 SEER Ductless Mini-Split Heat Pump (HSPF = 10.3)MFm | 3.79 | 48.2 | 15 | 1942.03 | 3162.1 | SWHC044 | SWHC044-04 | Ductless HVAC, Residential, Fuel Substitution | AJ | Standard efficiency wall furnace (AFUE = 67%) and window AC (EER = 11), MFm, CZ03 |  | Mini-split or multi-split ductless HP, SEER >= 20 and HSPF >= 10.3, replacing window AC and wall furnace, NR, MFm, CZ03 | Standard efficiency wall furnace (AFUE = 67%) and window AC (EER = 11) | Standard efficiency wall furnace (AFUE = 67%) and window AC (EER = 11) | Standard Practice | None | NR | MFm | Ex | CZ03 | Cap-Tons | Res | Any | Any | SEER-Rated DHP | SEER >= 20 | Window AC and Wall Furnace | DEER2014 | Any | DEER2020 | 2010-2012 | 0 | 3.79 | 48.2 | 0 | 0 | 0 | 298.41 | 921.66 | 1942.03 | 1383.57 | 1778.53 | 0 | 0 | 0 | None | HV-ResHP | 15 |  | 0 | 15 | 0 | 0 | 2340 | 287 | 0 | 0 | 0 | 0 | 2340 | 239 | DnDeemDI | FuelSubst-Default | 1 | 1 | 1 | 1 | Def-GSIA | 1 | 0 | DEER:HVAC_Eff_HP | Annual | 0 | 470.37 | 0 | 0 |  | 0 | [5 empty] | Standard | FALSE | ExAnte2024 | IOU workpaper | 3.2 | 925.91 | 2340.1 | 470.37 | 0.4 | 1.98 | 458.74 | 0 | 0 | 470.37 |  | 0 | 0 | 0 | 0 | 0 | 0 |  |  |  | dxHP_equip | SpaceHtg_eq | SpaceHtg_eq | spltHP-SEER-BA | GasFurnace | GasFurnace | HVAC | HeatCool | Any | E12SCG0018 |  | No | NA | None |  |  | Deem-WP-FuelSub | Mini-split or multi-split ductless HP, SEER >= 20 and HSPF >= 10.3, replacing window AC and wall furnace, NR | SWHC044-04 | SCE | 45292 |  | SWHC044-04-AJ-NR-DnDeemDI-Res-MFm-Ex-Any-CZ03-FuelSubst-Default-Def-GSIA-Any-Any
101 | Ductless | Wall Furnace and Window AC | 20 SEER Ductless Mini-Split Heat Pump (HSPF = 10.3) | MFm | Wall Furnace and Window AC20 SEER Ductless Mini-Split Heat Pump (HSPF = 10.3)MFm | 3.79 | 48.2 | 15 | 1942.03 | 3162.1 | SWHC044 | SWHC044-04 | Ductless HVAC, Residential, Fuel Substitution | AJ | Standard efficiency wall furnace (AFUE = 67%) and window AC (EER = 11), MFm, CZ03 |  | Mini-split or multi-split ductless HP, SEER >= 20 and HSPF >= 10.3, replacing window AC and wall furnace, NR, MFm, CZ03 | Standard efficiency wall furnace (AFUE = 67%) and window AC (EER = 11) | Standard efficiency wall furnace (AFUE = 67%) and window AC (EER = 11) | Standard Practice | None | NR | MFm | Ex | CZ03 | Cap-Tons | Res | Any | Any | SEER-Rated DHP | SEER >= 20 | Window AC and Wall Furnace | DEER2014 | Any | DEER2020 | 2010-2012 | 0 | 3.79 | 48.2 | 0 | 0 | 0 | 298.41 | 921.66 | 1942.03 | 1383.57 | 1778.53 | 0 | 0 | 0 | None | HV-ResHP | 15 |  | 0 | 15 | 0 | 0 | 2340 | 287 | 0 | 0 | 0 | 0 | 2340 | 239 | DnDeemed | FuelSubst-Default | 1 | 1 | 1 | 1 | Def-GSIA | 1 | 0 | DEER:HVAC_Eff_HP | Annual | 0 | 470.37 | 0 | 0 |  | 0 | [5 empty] | Standard | FALSE | ExAnte2024 | IOU workpaper | 3.2 | 925.91 | 2340.1 | 470.37 | 0.4 | 1.98 | 458.74 | 0 | 0 | 470.37 |  | 0 | 0 | 0 | 0 | 0 | 0 |  |  |  | dxHP_equip | SpaceHtg_eq | SpaceHtg_eq | spltHP-SEER-BA | GasFurnace | GasFurnace | HVAC | HeatCool | Any | E12SCG0018 |  | No | NA | None |  |  | Deem-WP-FuelSub | Mini-split or multi-split ductless HP, SEER >= 20 and HSPF >= 10.3, replacing window AC and wall furnace, NR | SWHC044-04 | SCE | 45292 |  | SWHC044-04-AJ-NR-DnDeemed-Res-MFm-Ex-Any-CZ03-FuelSubst-Default-Def-GSIA-Any-Any
102 | Ductless | Wall Furnace and Window AC | 20 SEER Ductless Mini-Split Heat Pump (HSPF = 10.3) | SFm | Wall Furnace and Window AC20 SEER Ductless Mini-Split Heat Pump (HSPF = 10.3)SFm | -113 | 64.3 | 15 | 1942.03 | 3162.1 | SWHC044 | SWHC044-04 | Ductless HVAC, Residential, Fuel Substitution | AJ | Standard efficiency wall furnace (AFUE = 67%) and window AC (EER = 11), SFm, CZ03 |  | Mini-split or multi-split ductless HP, SEER >= 20 and HSPF >= 10.3, replacing window AC and wall furnace, NR, SFm, CZ03 | Standard efficiency wall furnace (AFUE = 67%) and window AC (EER = 11) | Standard efficiency wall furnace (AFUE = 67%) and window AC (EER = 11) | Standard Practice | None | NR | SFm | Ex | CZ03 | Cap-Tons | Res | Any | Any | SEER-Rated DHP | SEER >= 20 | Window AC and Wall Furnace | DEER2014 | Any | DEER2020 | 2010-2012 | 0 | -113 | 64.3 | 0 | 0 | 0 | 298.41 | 921.66 | 1942.03 | 1383.57 | 1778.53 | 0 | 0 | 0 | None | HV-ResHP | 15 |  | 0 | 15 | 0 | 0 | 1910 | 120 | 0 | 0 | 0 | 0 | 2020 | 55.6 | DnDeemDI | FuelSubst-Default | 1 | 1 | 1 | 1 | Def-GSIA | 1 | 0 | DEER:HVAC_Eff_HP | Annual | 0 | 470.37 | 0 | 0 |  | 0 | [5 empty] | Standard | FALSE | ExAnte2024 | IOU workpaper | 0 | 1235.18 | 2435.58 | 565.85 | 0.51 | 2.18 | 669.33 | 0 | 0 | 470.37 |  | 0 | 0 | 0 | 0 | 0 | 0 |  |  |  | dxHP_equip | SpaceHtg_eq | SpaceHtg_eq | spltHP-SEER-BA | GasFurnace | GasFurnace | HVAC | HeatCool | Any | E12SCG0018 |  | No | NA | None |  |  | Deem-WP-FuelSub | Mini-split or multi-split ductless HP, SEER >= 20 and HSPF >= 10.3, replacing window AC and wall furnace, NR | SWHC044-04 | SCE | 45292 |  | SWHC044-04-AJ-NR-DnDeemDI-Res-SFm-Ex-Any-CZ03-FuelSubst-Default-Def-GSIA-Any-Any
103 | Ductless | Wall Furnace and Window AC | 20 SEER Ductless Mini-Split Heat Pump (HSPF = 10.3) | SFm | Wall Furnace and Window AC20 SEER Ductless Mini-Split Heat Pump (HSPF = 10.3)SFm | -113 | 64.3 | 15 | 1942.03 | 3162.1 | SWHC044 | SWHC044-04 | Ductless HVAC, Residential, Fuel Substitution | AJ | Standard efficiency wall furnace (AFUE = 67%) and window AC (EER = 11), SFm, CZ03 |  | Mini-split or multi-split ductless HP, SEER >= 20 and HSPF >= 10.3, replacing window AC and wall furnace, NR, SFm, CZ03 | Standard efficiency wall furnace (AFUE = 67%) and window AC (EER = 11) | Standard efficiency wall furnace (AFUE = 67%) and window AC (EER = 11) | Standard Practice | None | NR | SFm | Ex | CZ03 | Cap-Tons | Res | Any | Any | SEER-Rated DHP | SEER >= 20 | Window AC and Wall Furnace | DEER2014 | Any | DEER2020 | 2010-2012 | 0 | -113 | 64.3 | 0 | 0 | 0 | 298.41 | 921.66 | 1942.03 | 1383.57 | 1778.53 | 0 | 0 | 0 | None | HV-ResHP | 15 |  | 0 | 15 | 0 | 0 | 1910 | 120 | 0 | 0 | 0 | 0 | 2020 | 55.6 | DnDeemed | FuelSubst-Default | 1 | 1 | 1 | 1 | Def-GSIA | 1 | 0 | DEER:HVAC_Eff_HP | Annual | 0 | 470.37 | 0 | 0 |  | 0 | [5 empty] | Standard | FALSE | ExAnte2024 | IOU workpaper | 0 | 1235.18 | 2435.58 | 565.85 | 0.51 | 2.18 | 669.33 | 0 | 0 | 470.37 |  | 0 | 0 | 0 | 0 | 0 | 0 |  |  |  | dxHP_equip | SpaceHtg_eq | SpaceHtg_eq | spltHP-SEER-BA | GasFurnace | GasFurnace | HVAC | HeatCool | Any | E12SCG0018 |  | No | NA | None |  |  | Deem-WP-FuelSub | Mini-split or multi-split ductless HP, SEER >= 20 and HSPF >= 10.3, replacing window AC and wall furnace, NR | SWHC044-04 | SCE | 45292 |  | SWHC044-04-AJ-NR-DnDeemed-Res-SFm-Ex-Any-CZ03-FuelSubst-Default-Def-GSIA-Any-Any
104 | Ductless | Wall Furnace | 21 SEER Ductless Mini-Split Heat Pump (HSPF = 10.6) | MFm | Wall Furnace21 SEER Ductless Mini-Split Heat Pump (HSPF = 10.6)MFm | -320 | 53.8 | 15 | 2758.09 | 3258.37 | SWHC044 | SWHC044-04 | Ductless HVAC, Residential, Fuel Substitution | AL | Standard efficiency wall furnace (AFUE = 67%), MFm, CZ03 |  | Mini-split or multi-split ductless HP, SEER >= 21 and HSPF >= 10.6, replacing wall furnace, NR, MFm, CZ03 | Standard efficiency wall furnace (AFUE = 67%) | Standard efficiency wall furnace (AFUE = 67%) | Standard Practice | None | NR | MFm | Ex | CZ03 | Cap-Tons | Res | Any | Any | SEER-Rated DHP | SEER >= 21 | Wall Furnace | DEER2014 | Any | DEER2020 | 2010-2012 | 0 | -320 | 53.8 | 0 | 0 | 0 | 114.6 | 385.68 | 2758.09 | 1383.57 | 1874.8 | 0 | 0 | 0 | None | HV-ResHP | 15 |  | 0 | 15 | 0 | 0 | 2010 | 293 | 0 | 0 | 0 | 0 | 2330 | 239 | DnDeemDI | FuelSubst-Default | 1 | 1 | 1 | 1 | Def-GSIA | 1 | 0 | DEER:HVAC_Eff_HP | Annual | 0 | 685.92 | 0 | 0 |  | 0 | [5 empty] | Standard | FALSE | ExAnte2024 | IOU workpaper | 0 | 1033.48 | 3611.72 | 956.3 | 0.29 | 1.08 | 77.18 | 0 | 0 | 685.92 |  | 0 | 0 | 0 | 0 | 0 | 0 |  |  |  | dxHP_equip | SpaceHtg_eq | SpaceHtg_eq | spltHP-SEER-BA | GasFurnace | GasFurnace | HVAC | HeatCool | Any | E12SCG0018 |  | No | NA | None |  |  | Deem-WP-FuelSub | Mini-split or multi-split ductless HP, SEER >= 21 and HSPF >= 10.6, replacing wall furnace, NR | SWHC044-04 | SCE | 45292 |  | SWHC044-04-AL-NR-DnDeemDI-Res-MFm-Ex-Any-CZ03-FuelSubst-Default-Def-GSIA-Any-Any
105 | Ductless | Wall Furnace | 21 SEER Ductless Mini-Split Heat Pump (HSPF = 10.6) | MFm | Wall Furnace21 SEER Ductless Mini-Split Heat Pump (HSPF = 10.6)MFm | -320 | 53.8 | 15 | 2758.09 | 3258.37 | SWHC044 | SWHC044-04 | Ductless HVAC, Residential, Fuel Substitution | AL | Standard efficiency wall furnace (AFUE = 67%), MFm, CZ03 |  | Mini-split or multi-split ductless HP, SEER >= 21 and HSPF >= 10.6, replacing wall furnace, NR, MFm, CZ03 | Standard efficiency wall furnace (AFUE = 67%) | Standard efficiency wall furnace (AFUE = 67%) | Standard Practice | None | NR | MFm | Ex | CZ03 | Cap-Tons | Res | Any | Any | SEER-Rated DHP | SEER >= 21 | Wall Furnace | DEER2014 | Any | DEER2020 | 2010-2012 | 0 | -320 | 53.8 | 0 | 0 | 0 | 114.6 | 385.68 | 2758.09 | 1383.57 | 1874.8 | 0 | 0 | 0 | None | HV-ResHP | 15 |  | 0 | 15 | 0 | 0 | 2010 | 293 | 0 | 0 | 0 | 0 | 2330 | 239 | DnDeemed | FuelSubst-Default | 1 | 1 | 1 | 1 | Def-GSIA | 1 | 0 | DEER:HVAC_Eff_HP | Annual | 0 | 685.92 | 0 | 0 |  | 0 | [5 empty] | Standard | FALSE | ExAnte2024 | IOU workpaper | 0 | 1033.48 | 3611.72 | 956.3 | 0.29 | 1.08 | 77.18 | 0 | 0 | 685.92 |  | 0 | 0 | 0 | 0 | 0 | 0 |  |  |  | dxHP_equip | SpaceHtg_eq | SpaceHtg_eq | spltHP-SEER-BA | GasFurnace | GasFurnace | HVAC | HeatCool | Any | E12SCG0018 |  | No | NA | None |  |  | Deem-WP-FuelSub | Mini-split or multi-split ductless HP, SEER >= 21 and HSPF >= 10.6, replacing wall furnace, NR | SWHC044-04 | SCE | 45292 |  | SWHC044-04-AL-NR-DnDeemed-Res-MFm-Ex-Any-CZ03-FuelSubst-Default-Def-GSIA-Any-Any
106 | Ductless | Wall Furnace | 21 SEER Ductless Mini-Split Heat Pump (HSPF = 10.6) | SFm | Wall Furnace21 SEER Ductless Mini-Split Heat Pump (HSPF = 10.6)SFm | -329 | 64.2 | 15 | 2758.09 | 3258.37 | SWHC044 | SWHC044-04 | Ductless HVAC, Residential, Fuel Substitution | AL | Standard efficiency wall furnace (AFUE = 67%), SFm, CZ03 |  | Mini-split or multi-split ductless HP, SEER >= 21 and HSPF >= 10.6, replacing wall furnace, NR, SFm, CZ03 | Standard efficiency wall furnace (AFUE = 67%) | Standard efficiency wall furnace (AFUE = 67%) | Standard Practice | None | NR | SFm | Ex | CZ03 | Cap-Tons | Res | Any | Any | SEER-Rated DHP | SEER >= 21 | Wall Furnace | DEER2014 | Any | DEER2020 | 2010-2012 | 0 | -329 | 64.2 | 0 | 0 | 0 | 114.6 | 385.68 | 2758.09 | 1383.57 | 1874.8 | 0 | 0 | 0 | None | HV-ResHP | 15 |  | 0 | 15 | 0 | 0 | 1680 | 120 | 0 | 0 | 0 | 0 | 2010 | 55.6 | DnDeemDI | FuelSubst-Default | 1 | 1 | 1 | 1 | Def-GSIA | 1 | 0 | DEER:HVAC_Eff_HP | Annual | 0 | 685.92 | 0 | 0 |  | 0 | [5 empty] | Standard | FALSE | ExAnte2024 | IOU workpaper | 0 | 1233.26 | 3619.32 | 963.91 | 0.34 | 1.28 | 269.35 | 0 | 0 | 685.92 |  | 0 | 0 | 0 | 0 | 0 | 0 |  |  |  | dxHP_equip | SpaceHtg_eq | SpaceHtg_eq | spltHP-SEER-BA | GasFurnace | GasFurnace | HVAC | HeatCool | Any | E12SCG0018 |  | No | NA | None |  |  | Deem-WP-FuelSub | Mini-split or multi-split ductless HP, SEER >= 21 and HSPF >= 10.6, replacing wall furnace, NR | SWHC044-04 | SCE | 45292 |  | SWHC044-04-AL-NR-DnDeemDI-Res-SFm-Ex-Any-CZ03-FuelSubst-Default-Def-GSIA-Any-Any
107 | Ductless | Wall Furnace | 21 SEER Ductless Mini-Split Heat Pump (HSPF = 10.6) | SFm | Wall Furnace21 SEER Ductless Mini-Split Heat Pump (HSPF = 10.6)SFm | -329 | 64.2 | 15 | 2758.09 | 3258.37 | SWHC044 | SWHC044-04 | Ductless HVAC, Residential, Fuel Substitution | AL | Standard efficiency wall furnace (AFUE = 67%), SFm, CZ03 |  | Mini-split or multi-split ductless HP, SEER >= 21 and HSPF >= 10.6, replacing wall furnace, NR, SFm, CZ03 | Standard efficiency wall furnace (AFUE = 67%) | Standard efficiency wall furnace (AFUE = 67%) | Standard Practice | None | NR | SFm | Ex | CZ03 | Cap-Tons | Res | Any | Any | SEER-Rated DHP | SEER >= 21 | Wall Furnace | DEER2014 | Any | DEER2020 | 2010-2012 | 0 | -329 | 64.2 | 0 | 0 | 0 | 114.6 | 385.68 | 2758.09 | 1383.57 | 1874.8 | 0 | 0 | 0 | None | HV-ResHP | 15 |  | 0 | 15 | 0 | 0 | 1680 | 120 | 0 | 0 | 0 | 0 | 2010 | 55.6 | DnDeemed | FuelSubst-Default | 1 | 1 | 1 | 1 | Def-GSIA | 1 | 0 | DEER:HVAC_Eff_HP | Annual | 0 | 685.92 | 0 | 0 |  | 0 | [5 empty] | Standard | FALSE | ExAnte2024 | IOU workpaper | 0 | 1233.26 | 3619.32 | 963.91 | 0.34 | 1.28 | 269.35 | 0 | 0 | 685.92 |  | 0 | 0 | 0 | 0 | 0 | 0 |  |  |  | dxHP_equip | SpaceHtg_eq | SpaceHtg_eq | spltHP-SEER-BA | GasFurnace | GasFurnace | HVAC | HeatCool | Any | E12SCG0018 |  | No | NA | None |  |  | Deem-WP-FuelSub | Mini-split or multi-split ductless HP, SEER >= 21 and HSPF >= 10.6, replacing wall furnace, NR | SWHC044-04 | SCE | 45292 |  | SWHC044-04-AL-NR-DnDeemed-Res-SFm-Ex-Any-CZ03-FuelSubst-Default-Def-GSIA-Any-Any
108 | Ductless | Wall Furnace and Window AC | 21 SEER Ductless Mini-Split Heat Pump (HSPF = 10.6) | MFm | Wall Furnace and Window AC21 SEER Ductless Mini-Split Heat Pump (HSPF = 10.6)MFm | 12.3 | 48.2 | 15 | 2038.3 | 3258.37 | SWHC044 | SWHC044-04 | Ductless HVAC, Residential, Fuel Substitution | AN | Standard efficiency wall furnace (AFUE = 67%) and window AC (EER = 11), MFm, CZ03 |  | Mini-split or multi-split ductless HP, SEER >= 21 and HSPF >= 10.6, replacing window AC and wall furnace, NR, MFm, CZ03 | Standard efficiency wall furnace (AFUE = 67%) and window AC (EER = 11) | Standard efficiency wall furnace (AFUE = 67%) and window AC (EER = 11) | Standard Practice | None | NR | MFm | Ex | CZ03 | Cap-Tons | Res | Any | Any | SEER-Rated DHP | SEER >= 21 | Window AC and Wall Furnace | DEER2014 | Any | DEER2020 | 2010-2012 | 0 | 12.3 | 48.2 | 0 | 0 | 0 | 298.41 | 921.66 | 2038.3 | 1383.57 | 1874.8 | 0 | 0 | 0 | None | HV-ResHP | 15 |  | 0 | 15 | 0 | 0 | 2340 | 287 | 0 | 0 | 0 | 0 | 2330 | 239 | DnDeemDI | FuelSubst-Default | 1 | 1 | 1 | 1 | Def-GSIA | 1 | 0 | DEER:HVAC_Eff_HP | Annual | 0 | 470.37 | 0 | 0 |  | 0 | [5 empty] | Standard | FALSE | ExAnte2024 | IOU workpaper | 10.39 | 925.91 | 2432.79 | 470.37 | 0.38 | 1.99 | 465.93 | 0 | 0 | 470.37 |  | 0 | 0 | 0 | 0 | 0 | 0 |  |  |  | dxHP_equip | SpaceHtg_eq | SpaceHtg_eq | spltHP-SEER-BA | GasFurnace | GasFurnace | HVAC | HeatCool | Any | E12SCG0018 |  | No | NA | None |  |  | Deem-WP-FuelSub | Mini-split or multi-split ductless HP, SEER >= 21 and HSPF >= 10.6, replacing window AC and wall furnace, NR | SWHC044-04 | SCE | 45292 |  | SWHC044-04-AN-NR-DnDeemDI-Res-MFm-Ex-Any-CZ03-FuelSubst-Default-Def-GSIA-Any-Any
109 | Ductless | Wall Furnace and Window AC | 21 SEER Ductless Mini-Split Heat Pump (HSPF = 10.6) | MFm | Wall Furnace and Window AC21 SEER Ductless Mini-Split Heat Pump (HSPF = 10.6)MFm | 12.3 | 48.2 | 15 | 2038.3 | 3258.37 | SWHC044 | SWHC044-04 | Ductless HVAC, Residential, Fuel Substitution | AN | Standard efficiency wall furnace (AFUE = 67%) and window AC (EER = 11), MFm, CZ03 |  | Mini-split or multi-split ductless HP, SEER >= 21 and HSPF >= 10.6, replacing window AC and wall furnace, NR, MFm, CZ03 | Standard efficiency wall furnace (AFUE = 67%) and window AC (EER = 11) | Standard efficiency wall furnace (AFUE = 67%) and window AC (EER = 11) | Standard Practice | None | NR | MFm | Ex | CZ03 | Cap-Tons | Res | Any | Any | SEER-Rated DHP | SEER >= 21 | Window AC and Wall Furnace | DEER2014 | Any | DEER2020 | 2010-2012 | 0 | 12.3 | 48.2 | 0 | 0 | 0 | 298.41 | 921.66 | 2038.3 | 1383.57 | 1874.8 | 0 | 0 | 0 | None | HV-ResHP | 15 |  | 0 | 15 | 0 | 0 | 2340 | 287 | 0 | 0 | 0 | 0 | 2330 | 239 | DnDeemed | FuelSubst-Default | 1 | 1 | 1 | 1 | Def-GSIA | 1 | 0 | DEER:HVAC_Eff_HP | Annual | 0 | 470.37 | 0 | 0 |  | 0 | [5 empty] | Standard | FALSE | ExAnte2024 | IOU workpaper | 10.39 | 925.91 | 2432.79 | 470.37 | 0.38 | 1.99 | 465.93 | 0 | 0 | 470.37 |  | 0 | 0 | 0 | 0 | 0 | 0 |  |  |  | dxHP_equip | SpaceHtg_eq | SpaceHtg_eq | spltHP-SEER-BA | GasFurnace | GasFurnace | HVAC | HeatCool | Any | E12SCG0018 |  | No | NA | None |  |  | Deem-WP-FuelSub | Mini-split or multi-split ductless HP, SEER >= 21 and HSPF >= 10.6, replacing window AC and wall furnace, NR | SWHC044-04 | SCE | 45292 |  | SWHC044-04-AN-NR-DnDeemed-Res-MFm-Ex-Any-CZ03-FuelSubst-Default-Def-GSIA-Any-Any
110 | Ductless | Wall Furnace and Window AC | 21 SEER Ductless Mini-Split Heat Pump (HSPF = 10.6) | SFm | Wall Furnace and Window AC21 SEER Ductless Mini-Split Heat Pump (HSPF = 10.6)SFm | -102 | 64.3 | 15 | 2038.3 | 3258.37 | SWHC044 | SWHC044-04 | Ductless HVAC, Residential, Fuel Substitution | AN | Standard efficiency wall furnace (AFUE = 67%) and window AC (EER = 11), SFm, CZ03 |  | Mini-split or multi-split ductless HP, SEER >= 21 and HSPF >= 10.6, replacing window AC and wall furnace, NR, SFm, CZ03 | Standard efficiency wall furnace (AFUE = 67%) and window AC (EER = 11) | Standard efficiency wall furnace (AFUE = 67%) and window AC (EER = 11) | Standard Practice | None | NR | SFm | Ex | CZ03 | Cap-Tons | Res | Any | Any | SEER-Rated DHP | SEER >= 21 | Window AC and Wall Furnace | DEER2014 | Any | DEER2020 | 2010-2012 | 0 | -102 | 64.3 | 0 | 0 | 0 | 298.41 | 921.66 | 2038.3 | 1383.57 | 1874.8 | 0 | 0 | 0 | None | HV-ResHP | 15 |  | 0 | 15 | 0 | 0 | 1910 | 120 | 0 | 0 | 0 | 0 | 2010 | 55.6 | DnDeemDI | FuelSubst-Default | 1 | 1 | 1 | 1 | Def-GSIA | 1 | 0 | DEER:HVAC_Eff_HP | Annual | 0 | 470.37 | 0 | 0 |  | 0 | [5 empty] | Standard | FALSE | ExAnte2024 | IOU workpaper | 0 | 1235.18 | 2518.97 | 556.55 | 0.49 | 2.22 | 678.63 | 0 | 0 | 470.37 |  | 0 | 0 | 0 | 0 | 0 | 0 |  |  |  | dxHP_equip | SpaceHtg_eq | SpaceHtg_eq | spltHP-SEER-BA | GasFurnace | GasFurnace | HVAC | HeatCool | Any | E12SCG0018 |  | No | NA | None |  |  | Deem-WP-FuelSub | Mini-split or multi-split ductless HP, SEER >= 21 and HSPF >= 10.6, replacing window AC and wall furnace, NR | SWHC044-04 | SCE | 45292 |  | SWHC044-04-AN-NR-DnDeemDI-Res-SFm-Ex-Any-CZ03-FuelSubst-Default-Def-GSIA-Any-Any
111 | Ductless | Wall Furnace and Window AC | 21 SEER Ductless Mini-Split Heat Pump (HSPF = 10.6) | SFm | Wall Furnace and Window AC21 SEER Ductless Mini-Split Heat Pump (HSPF = 10.6)SFm | -102 | 64.3 | 15 | 2038.3 | 3258.37 | SWHC044 | SWHC044-04 | Ductless HVAC, Residential, Fuel Substitution | AN | Standard efficiency wall furnace (AFUE = 67%) and window AC (EER = 11), SFm, CZ03 |  | Mini-split or multi-split ductless HP, SEER >= 21 and HSPF >= 10.6, replacing window AC and wall furnace, NR, SFm, CZ03 | Standard efficiency wall furnace (AFUE = 67%) and window AC (EER = 11) | Standard efficiency wall furnace (AFUE = 67%) and window AC (EER = 11) | Standard Practice | None | NR | SFm | Ex | CZ03 | Cap-Tons | Res | Any | Any | SEER-Rated DHP | SEER >= 21 | Window AC and Wall Furnace | DEER2014 | Any | DEER2020 | 2010-2012 | 0 | -102 | 64.3 | 0 | 0 | 0 | 298.41 | 921.66 | 2038.3 | 1383.57 | 1874.8 | 0 | 0 | 0 | None | HV-ResHP | 15 |  | 0 | 15 | 0 | 0 | 1910 | 120 | 0 | 0 | 0 | 0 | 2010 | 55.6 | DnDeemed | FuelSubst-Default | 1 | 1 | 1 | 1 | Def-GSIA | 1 | 0 | DEER:HVAC_Eff_HP | Annual | 0 | 470.37 | 0 | 0 |  | 0 | [5 empty] | Standard | FALSE | ExAnte2024 | IOU workpaper | 0 | 1235.18 | 2518.97 | 556.55 | 0.49 | 2.22 | 678.63 | 0 | 0 | 470.37 |  | 0 | 0 | 0 | 0 | 0 | 0 |  |  |  | dxHP_equip | SpaceHtg_eq | SpaceHtg_eq | spltHP-SEER-BA | GasFurnace | GasFurnace | HVAC | HeatCool | Any | E12SCG0018 |  | No | NA | None |  |  | Deem-WP-FuelSub | Mini-split or multi-split ductless HP, SEER >= 21 and HSPF >= 10.6, replacing window AC and wall furnace, NR | SWHC044-04 | SCE | 45292 |  | SWHC044-04-AN-NR-DnDeemed-Res-SFm-Ex-Any-CZ03-FuelSubst-Default-Def-GSIA-Any-Any
112 | Ductless | Wall Furnace | 22 SEER Ductless Mini-Split Heat Pump (HSPF = 10.9) | MFm | Wall Furnace22 SEER Ductless Mini-Split Heat Pump (HSPF = 10.9)MFm | -311 | 53.8 | 15 | 2854.35 | 3354.63 | SWHC044 | SWHC044-04 | Ductless HVAC, Residential, Fuel Substitution | AP | Standard efficiency wall furnace (AFUE = 67%), MFm, CZ03 |  | Mini-split or multi-split ductless HP, SEER >= 22 and HSPF >= 10.9, replacing wall furnace, NR, MFm, CZ03 | Standard efficiency wall furnace (AFUE = 67%) | Standard efficiency wall furnace (AFUE = 67%) | Standard Practice | None | NR | MFm | Ex | CZ03 | Cap-Tons | Res | Any | Any | SEER-Rated DHP | SEER >= 22 | Wall Furnace | DEER2014 | Any | DEER2020 | 2010-2012 | 0 | -311 | 53.8 | 0 | 0 | 0 | 114.6 | 385.68 | 2854.35 | 1383.57 | 1971.06 | 0 | 0 | 0 | None | HV-ResHP | 15 |  | 0 | 15 | 0 | 0 | 2010 | 293 | 0 | 0 | 0 | 0 | 2320 | 239 | DnDeemDI | FuelSubst-Default | 1 | 1 | 1 | 1 | Def-GSIA | 1 | 0 | DEER:HVAC_Eff_HP | Annual | 0 | 685.92 | 0 | 0 |  | 0 | [5 empty] | Standard | FALSE | ExAnte2024 | IOU workpaper | 0 | 1033.48 | 3696.79 | 948.7 | 0.28 | 1.09 | 84.78 | 0 | 0 | 685.92 |  | 0 | 0 | 0 | 0 | 0 | 0 |  |  |  | dxHP_equip | SpaceHtg_eq | SpaceHtg_eq | spltHP-SEER-BA | GasFurnace | GasFurnace | HVAC | HeatCool | Any | E12SCG0018 |  | No | NA | None |  |  | Deem-WP-FuelSub | Mini-split or multi-split ductless HP, SEER >= 22 and HSPF >= 10.9, replacing wall furnace, NR | SWHC044-04 | SCE | 45292 |  | SWHC044-04-AP-NR-DnDeemDI-Res-MFm-Ex-Any-CZ03-FuelSubst-Default-Def-GSIA-Any-Any
113 | Ductless | Wall Furnace | 22 SEER Ductless Mini-Split Heat Pump (HSPF = 10.9) | MFm | Wall Furnace22 SEER Ductless Mini-Split Heat Pump (HSPF = 10.9)MFm | -311 | 53.8 | 15 | 2854.35 | 3354.63 | SWHC044 | SWHC044-04 | Ductless HVAC, Residential, Fuel Substitution | AP | Standard efficiency wall furnace (AFUE = 67%), MFm, CZ03 |  | Mini-split or multi-split ductless HP, SEER >= 22 and HSPF >= 10.9, replacing wall furnace, NR, MFm, CZ03 | Standard efficiency wall furnace (AFUE = 67%) | Standard efficiency wall furnace (AFUE = 67%) | Standard Practice | None | NR | MFm | Ex | CZ03 | Cap-Tons | Res | Any | Any | SEER-Rated DHP | SEER >= 22 | Wall Furnace | DEER2014 | Any | DEER2020 | 2010-2012 | 0 | -311 | 53.8 | 0 | 0 | 0 | 114.6 | 385.68 | 2854.35 | 1383.57 | 1971.06 | 0 | 0 | 0 | None | HV-ResHP | 15 |  | 0 | 15 | 0 | 0 | 2010 | 293 | 0 | 0 | 0 | 0 | 2320 | 239 | DnDeemed | FuelSubst-Default | 1 | 1 | 1 | 1 | Def-GSIA | 1 | 0 | DEER:HVAC_Eff_HP | Annual | 0 | 685.92 | 0 | 0 |  | 0 | [5 empty] | Standard | FALSE | ExAnte2024 | IOU workpaper | 0 | 1033.48 | 3696.79 | 948.7 | 0.28 | 1.09 | 84.78 | 0 | 0 | 685.92 |  | 0 | 0 | 0 | 0 | 0 | 0 |  |  |  | dxHP_equip | SpaceHtg_eq | SpaceHtg_eq | spltHP-SEER-BA | GasFurnace | GasFurnace | HVAC | HeatCool | Any | E12SCG0018 |  | No | NA | None |  |  | Deem-WP-FuelSub | Mini-split or multi-split ductless HP, SEER >= 22 and HSPF >= 10.9, replacing wall furnace, NR | SWHC044-04 | SCE | 45292 |  | SWHC044-04-AP-NR-DnDeemed-Res-MFm-Ex-Any-CZ03-FuelSubst-Default-Def-GSIA-Any-Any
114 | Ductless | Wall Furnace | 22 SEER Ductless Mini-Split Heat Pump (HSPF = 10.9) | SFm | Wall Furnace22 SEER Ductless Mini-Split Heat Pump (HSPF = 10.9)SFm | -318 | 64.2 | 15 | 2854.35 | 3354.63 | SWHC044 | SWHC044-04 | Ductless HVAC, Residential, Fuel Substitution | AP | Standard efficiency wall furnace (AFUE = 67%), SFm, CZ03 |  | Mini-split or multi-split ductless HP, SEER >= 22 and HSPF >= 10.9, replacing wall furnace, NR, SFm, CZ03 | Standard efficiency wall furnace (AFUE = 67%) | Standard efficiency wall furnace (AFUE = 67%) | Standard Practice | None | NR | SFm | Ex | CZ03 | Cap-Tons | Res | Any | Any | SEER-Rated DHP | SEER >= 22 | Wall Furnace | DEER2014 | Any | DEER2020 | 2010-2012 | 0 | -318 | 64.2 | 0 | 0 | 0 | 114.6 | 385.68 | 2854.35 | 1383.57 | 1971.06 | 0 | 0 | 0 | None | HV-ResHP | 15 |  | 0 | 15 | 0 | 0 | 1680 | 120 | 0 | 0 | 0 | 0 | 2000 | 55.6 | DnDeemDI | FuelSubst-Default | 1 | 1 | 1 | 1 | Def-GSIA | 1 | 0 | DEER:HVAC_Eff_HP | Annual | 0 | 685.92 | 0 | 0 |  | 0 | [5 empty] | Standard | FALSE | ExAnte2024 | IOU workpaper | 0 | 1233.26 | 3702.7 | 954.61 | 0.33 | 1.29 | 278.65 | 0 | 0 | 685.92 |  | 0 | 0 | 0 | 0 | 0 | 0 |  |  |  | dxHP_equip | SpaceHtg_eq | SpaceHtg_eq | spltHP-SEER-BA | GasFurnace | GasFurnace | HVAC | HeatCool | Any | E12SCG0018 |  | No | NA | None |  |  | Deem-WP-FuelSub | Mini-split or multi-split ductless HP, SEER >= 22 and HSPF >= 10.9, replacing wall furnace, NR | SWHC044-04 | SCE | 45292 |  | SWHC044-04-AP-NR-DnDeemDI-Res-SFm-Ex-Any-CZ03-FuelSubst-Default-Def-GSIA-Any-Any
115 | Ductless | Wall Furnace | 22 SEER Ductless Mini-Split Heat Pump (HSPF = 10.9) | SFm | Wall Furnace22 SEER Ductless Mini-Split Heat Pump (HSPF = 10.9)SFm | -318 | 64.2 | 15 | 2854.35 | 3354.63 | SWHC044 | SWHC044-04 | Ductless HVAC, Residential, Fuel Substitution | AP | Standard efficiency wall furnace (AFUE = 67%), SFm, CZ03 |  | Mini-split or multi-split ductless HP, SEER >= 22 and HSPF >= 10.9, replacing wall furnace, NR, SFm, CZ03 | Standard efficiency wall furnace (AFUE = 67%) | Standard efficiency wall furnace (AFUE = 67%) | Standard Practice | None | NR | SFm | Ex | CZ03 | Cap-Tons | Res | Any | Any | SEER-Rated DHP | SEER >= 22 | Wall Furnace | DEER2014 | Any | DEER2020 | 2010-2012 | 0 | -318 | 64.2 | 0 | 0 | 0 | 114.6 | 385.68 | 2854.35 | 1383.57 | 1971.06 | 0 | 0 | 0 | None | HV-ResHP | 15 |  | 0 | 15 | 0 | 0 | 1680 | 120 | 0 | 0 | 0 | 0 | 2000 | 55.6 | DnDeemed | FuelSubst-Default | 1 | 1 | 1 | 1 | Def-GSIA | 1 | 0 | DEER:HVAC_Eff_HP | Annual | 0 | 685.92 | 0 | 0 |  | 0 | [5 empty] | Standard | FALSE | ExAnte2024 | IOU workpaper | 0 | 1233.26 | 3702.7 | 954.61 | 0.33 | 1.29 | 278.65 | 0 | 0 | 685.92 |  | 0 | 0 | 0 | 0 | 0 | 0 |  |  |  | dxHP_equip | SpaceHtg_eq | SpaceHtg_eq | spltHP-SEER-BA | GasFurnace | GasFurnace | HVAC | HeatCool | Any | E12SCG0018 |  | No | NA | None |  |  | Deem-WP-FuelSub | Mini-split or multi-split ductless HP, SEER >= 22 and HSPF >= 10.9, replacing wall furnace, NR | SWHC044-04 | SCE | 45292 |  | SWHC044-04-AP-NR-DnDeemed-Res-SFm-Ex-Any-CZ03-FuelSubst-Default-Def-GSIA-Any-Any
116 | Ductless | Wall Furnace and Window AC | 22 SEER Ductless Mini-Split Heat Pump (HSPF = 10.9) | MFm | Wall Furnace and Window AC22 SEER Ductless Mini-Split Heat Pump (HSPF = 10.9)MFm | 20.8 | 48.2 | 15 | 2134.56 | 3354.63 | SWHC044 | SWHC044-04 | Ductless HVAC, Residential, Fuel Substitution | AR | Standard efficiency wall furnace (AFUE = 67%) and window AC (EER = 11), MFm, CZ03 |  | Mini-split or multi-split ductless HP, SEER >= 22 and HSPF >= 10.9, replacing window AC and wall furnace, NR, MFm, CZ03 | Standard efficiency wall furnace (AFUE = 67%) and window AC (EER = 11) | Standard efficiency wall furnace (AFUE = 67%) and window AC (EER = 11) | Standard Practice | None | NR | MFm | Ex | CZ03 | Cap-Tons | Res | Any | Any | SEER-Rated DHP | SEER >= 22 | Window AC and Wall Furnace | DEER2014 | Any | DEER2020 | 2010-2012 | 0 | 20.8 | 48.2 | 0 | 0 | 0 | 298.41 | 921.66 | 2134.56 | 1383.57 | 1971.06 | 0 | 0 | 0 | None | HV-ResHP | 15 |  | 0 | 15 | 0 | 0 | 2340 | 287 | 0 | 0 | 0 | 0 | 2320 | 239 | DnDeemDI | FuelSubst-Default | 1 | 1 | 1 | 1 | Def-GSIA | 1 | 0 | DEER:HVAC_Eff_HP | Annual | 0 | 470.37 | 0 | 0 |  | 0 | [5 empty] | Standard | FALSE | ExAnte2024 | IOU workpaper | 17.57 | 925.91 | 2525.47 | 470.37 | 0.37 | 2.01 | 473.11 | 0 | 0 | 470.37 |  | 0 | 0 | 0 | 0 | 0 | 0 |  |  |  | dxHP_equip | SpaceHtg_eq | SpaceHtg_eq | spltHP-SEER-BA | GasFurnace | GasFurnace | HVAC | HeatCool | Any | E12SCG0018 |  | No | NA | None |  |  | Deem-WP-FuelSub | Mini-split or multi-split ductless HP, SEER >= 22 and HSPF >= 10.9, replacing window AC and wall furnace, NR | SWHC044-04 | SCE | 45292 |  | SWHC044-04-AR-NR-DnDeemDI-Res-MFm-Ex-Any-CZ03-FuelSubst-Default-Def-GSIA-Any-Any
117 | Ductless | Wall Furnace and Window AC | 22 SEER Ductless Mini-Split Heat Pump (HSPF = 10.9) | MFm | Wall Furnace and Window AC22 SEER Ductless Mini-Split Heat Pump (HSPF = 10.9)MFm | 20.8 | 48.2 | 15 | 2134.56 | 3354.63 | SWHC044 | SWHC044-04 | Ductless HVAC, Residential, Fuel Substitution | AR | Standard efficiency wall furnace (AFUE = 67%) and window AC (EER = 11), MFm, CZ03 |  | Mini-split or multi-split ductless HP, SEER >= 22 and HSPF >= 10.9, replacing window AC and wall furnace, NR, MFm, CZ03 | Standard efficiency wall furnace (AFUE = 67%) and window AC (EER = 11) | Standard efficiency wall furnace (AFUE = 67%) and window AC (EER = 11) | Standard Practice | None | NR | MFm | Ex | CZ03 | Cap-Tons | Res | Any | Any | SEER-Rated DHP | SEER >= 22 | Window AC and Wall Furnace | DEER2014 | Any | DEER2020 | 2010-2012 | 0 | 20.8 | 48.2 | 0 | 0 | 0 | 298.41 | 921.66 | 2134.56 | 1383.57 | 1971.06 | 0 | 0 | 0 | None | HV-ResHP | 15 |  | 0 | 15 | 0 | 0 | 2340 | 287 | 0 | 0 | 0 | 0 | 2320 | 239 | DnDeemed | FuelSubst-Default | 1 | 1 | 1 | 1 | Def-GSIA | 1 | 0 | DEER:HVAC_Eff_HP | Annual | 0 | 470.37 | 0 | 0 |  | 0 | [5 empty] | Standard | FALSE | ExAnte2024 | IOU workpaper | 17.57 | 925.91 | 2525.47 | 470.37 | 0.37 | 2.01 | 473.11 | 0 | 0 | 470.37 |  | 0 | 0 | 0 | 0 | 0 | 0 |  |  |  | dxHP_equip | SpaceHtg_eq | SpaceHtg_eq | spltHP-SEER-BA | GasFurnace | GasFurnace | HVAC | HeatCool | Any | E12SCG0018 |  | No | NA | None |  |  | Deem-WP-FuelSub | Mini-split or multi-split ductless HP, SEER >= 22 and HSPF >= 10.9, replacing window AC and wall furnace, NR | SWHC044-04 | SCE | 45292 |  | SWHC044-04-AR-NR-DnDeemed-Res-MFm-Ex-Any-CZ03-FuelSubst-Default-Def-GSIA-Any-Any
118 | Ductless | Wall Furnace and Window AC | 22 SEER Ductless Mini-Split Heat Pump (HSPF = 10.9) | SFm | Wall Furnace and Window AC22 SEER Ductless Mini-Split Heat Pump (HSPF = 10.9)SFm | -91.1 | 64.3 | 15 | 2134.56 | 3354.63 | SWHC044 | SWHC044-04 | Ductless HVAC, Residential, Fuel Substitution | AR | Standard efficiency wall furnace (AFUE = 67%) and window AC (EER = 11), SFm, CZ03 |  | Mini-split or multi-split ductless HP, SEER >= 22 and HSPF >= 10.9, replacing window AC and wall furnace, NR, SFm, CZ03 | Standard efficiency wall furnace (AFUE = 67%) and window AC (EER = 11) | Standard efficiency wall furnace (AFUE = 67%) and window AC (EER = 11) | Standard Practice | None | NR | SFm | Ex | CZ03 | Cap-Tons | Res | Any | Any | SEER-Rated DHP | SEER >= 22 | Window AC and Wall Furnace | DEER2014 | Any | DEER2020 | 2010-2012 | 0 | -91.1 | 64.3 | 0 | 0 | 0 | 298.41 | 921.66 | 2134.56 | 1383.57 | 1971.06 | 0 | 0 | 0 | None | HV-ResHP | 15 |  | 0 | 15 | 0 | 0 | 1910 | 120 | 0 | 0 | 0 | 0 | 2000 | 55.6 | DnDeemDI | FuelSubst-Default | 1 | 1 | 1 | 1 | Def-GSIA | 1 | 0 | DEER:HVAC_Eff_HP | Annual | 0 | 470.37 | 0 | 0 |  | 0 | [5 empty] | Standard | FALSE | ExAnte2024 | IOU workpaper | 0 | 1235.18 | 2602.44 | 547.34 | 0.47 | 2.26 | 687.84 | 0 | 0 | 470.37 |  | 0 | 0 | 0 | 0 | 0 | 0 |  |  |  | dxHP_equip | SpaceHtg_eq | SpaceHtg_eq | spltHP-SEER-BA | GasFurnace | GasFurnace | HVAC | HeatCool | Any | E12SCG0018 |  | No | NA | None |  |  | Deem-WP-FuelSub | Mini-split or multi-split ductless HP, SEER >= 22 and HSPF >= 10.9, replacing window AC and wall furnace, NR | SWHC044-04 | SCE | 45292 |  | SWHC044-04-AR-NR-DnDeemDI-Res-SFm-Ex-Any-CZ03-FuelSubst-Default-Def-GSIA-Any-Any
119 | Ductless | Wall Furnace and Window AC | 22 SEER Ductless Mini-Split Heat Pump (HSPF = 10.9) | SFm | Wall Furnace and Window AC22 SEER Ductless Mini-Split Heat Pump (HSPF = 10.9)SFm | -91.1 | 64.3 | 15 | 2134.56 | 3354.63 | SWHC044 | SWHC044-04 | Ductless HVAC, Residential, Fuel Substitution | AR | Standard efficiency wall furnace (AFUE = 67%) and window AC (EER = 11), SFm, CZ03 |  | Mini-split or multi-split ductless HP, SEER >= 22 and HSPF >= 10.9, replacing window AC and wall furnace, NR, SFm, CZ03 | Standard efficiency wall furnace (AFUE = 67%) and window AC (EER = 11) | Standard efficiency wall furnace (AFUE = 67%) and window AC (EER = 11) | Standard Practice | None | NR | SFm | Ex | CZ03 | Cap-Tons | Res | Any | Any | SEER-Rated DHP | SEER >= 22 | Window AC and Wall Furnace | DEER2014 | Any | DEER2020 | 2010-2012 | 0 | -91.1 | 64.3 | 0 | 0 | 0 | 298.41 | 921.66 | 2134.56 | 1383.57 | 1971.06 | 0 | 0 | 0 | None | HV-ResHP | 15 |  | 0 | 15 | 0 | 0 | 1910 | 120 | 0 | 0 | 0 | 0 | 2000 | 55.6 | DnDeemed | FuelSubst-Default | 1 | 1 | 1 | 1 | Def-GSIA | 1 | 0 | DEER:HVAC_Eff_HP | Annual | 0 | 470.37 | 0 | 0 |  | 0 | [5 empty] | Standard | FALSE | ExAnte2024 | IOU workpaper | 0 | 1235.18 | 2602.44 | 547.34 | 0.47 | 2.26 | 687.84 | 0 | 0 | 470.37 |  | 0 | 0 | 0 | 0 | 0 | 0 |  |  |  | dxHP_equip | SpaceHtg_eq | SpaceHtg_eq | spltHP-SEER-BA | GasFurnace | GasFurnace | HVAC | HeatCool | Any | E12SCG0018 |  | No | NA | None |  |  | Deem-WP-FuelSub | Mini-split or multi-split ductless HP, SEER >= 22 and HSPF >= 10.9, replacing window AC and wall furnace, NR | SWHC044-04 | SCE | 45292 |  | SWHC044-04-AR-NR-DnDeemed-Res-SFm-Ex-Any-CZ03-FuelSubst-Default-Def-GSIA-Any-Any
120 | Ductless | Wall Furnace | 15.2 SEER2 Ductless Mini-Split Heat Pump (HSPF2 = 7.8) | MFm | Wall Furnace15.2 SEER2 Ductless Mini-Split Heat Pump (HSPF2 = 7.8)MFm | -371 | 53.8 | 15 | 2276.77 | 2777.05 | SWHC044 | SWHC044-04 | Ductless HVAC, Residential, Fuel Substitution | AT | Standard efficiency wall furnace (AFUE = 67%), MFm, CZ03 |  | Mini-split or multi-split ductless HP, SEER2 >= 15.2 and HSPF2 >= 7.8, replacing wall furnace, NR, MFm, CZ03 | Standard efficiency wall furnace (AFUE = 67%) | Standard efficiency wall furnace (AFUE = 67%) | Standard Practice | None | NR | MFm | Ex | CZ03 | Cap-Tons | Res | Any | Any | SEER2-Rated DHP | SEER2 >= 15.2 | Wall Furnace | DEER2014 | Any | DEER2020 | 2010-2012 | 0 | -371 | 53.8 | 0 | 0 | 0 | 114.6 | 385.68 | 2276.77 | 1383.57 | 1393.48 | 0 | 0 | 0 | None | HV-ResHP | 15 |  | 0 | 15 | 0 | 0 | 2010 | 293 | 0 | 0 | 0 | 0 | 2380 | 239 | DnDeemDI | FuelSubst-Default | 1 | 1 | 1 | 1 | Def-GSIA | 1 | 0 | DEER:HVAC_Eff_HP | Annual | 0 | 685.92 | 0 | 0 |  | 0 | [5 empty] | Standard | FALSE | ExAnte2024 | IOU workpaper | 0 | 1033.48 | 3191.41 | 999.4 | 0.32 | 1.03 | 34.08 | 0 | 0 | 685.92 |  | 0 | 0 | 0 | 0 | 0 | 0 |  |  |  | dxHP_equip | SpaceHtg_eq | SpaceHtg_eq | spltHP-SEER-BA | GasFurnace | GasFurnace | HVAC | HeatCool | Any | E12SCG0018 |  | No | NA | None |  |  | Deem-WP-FuelSub | Mini-split or multi-split ductless HP, SEER2 >= 15.2 and HSPF2 >= 7.8, replacing wall furnace, NR | SWHC044-04 | SCE | 45292 |  | SWHC044-04-AT-NR-DnDeemDI-Res-MFm-Ex-Any-CZ03-FuelSubst-Default-Def-GSIA-Any-Any
121 | Ductless | Wall Furnace | 15.2 SEER2 Ductless Mini-Split Heat Pump (HSPF2 = 7.8) | MFm | Wall Furnace15.2 SEER2 Ductless Mini-Split Heat Pump (HSPF2 = 7.8)MFm | -371 | 53.8 | 15 | 2276.77 | 2777.05 | SWHC044 | SWHC044-04 | Ductless HVAC, Residential, Fuel Substitution | AT | Standard efficiency wall furnace (AFUE = 67%), MFm, CZ03 |  | Mini-split or multi-split ductless HP, SEER2 >= 15.2 and HSPF2 >= 7.8, replacing wall furnace, NR, MFm, CZ03 | Standard efficiency wall furnace (AFUE = 67%) | Standard efficiency wall furnace (AFUE = 67%) | Standard Practice | None | NR | MFm | Ex | CZ03 | Cap-Tons | Res | Any | Any | SEER2-Rated DHP | SEER2 >= 15.2 | Wall Furnace | DEER2014 | Any | DEER2020 | 2010-2012 | 0 | -371 | 53.8 | 0 | 0 | 0 | 114.6 | 385.68 | 2276.77 | 1383.57 | 1393.48 | 0 | 0 | 0 | None | HV-ResHP | 15 |  | 0 | 15 | 0 | 0 | 2010 | 293 | 0 | 0 | 0 | 0 | 2380 | 239 | DnDeemed | FuelSubst-Default | 1 | 1 | 1 | 1 | Def-GSIA | 1 | 0 | DEER:HVAC_Eff_HP | Annual | 0 | 685.92 | 0 | 0 |  | 0 | [5 empty] | Standard | FALSE | ExAnte2024 | IOU workpaper | 0 | 1033.48 | 3191.41 | 999.4 | 0.32 | 1.03 | 34.08 | 0 | 0 | 685.92 |  | 0 | 0 | 0 | 0 | 0 | 0 |  |  |  | dxHP_equip | SpaceHtg_eq | SpaceHtg_eq | spltHP-SEER-BA | GasFurnace | GasFurnace | HVAC | HeatCool | Any | E12SCG0018 |  | No | NA | None |  |  | Deem-WP-FuelSub | Mini-split or multi-split ductless HP, SEER2 >= 15.2 and HSPF2 >= 7.8, replacing wall furnace, NR | SWHC044-04 | SCE | 45292 |  | SWHC044-04-AT-NR-DnDeemed-Res-MFm-Ex-Any-CZ03-FuelSubst-Default-Def-GSIA-Any-Any
122 | Ductless | Wall Furnace | 15.2 SEER2 Ductless Mini-Split Heat Pump (HSPF2 = 7.8) | SFm | Wall Furnace15.2 SEER2 Ductless Mini-Split Heat Pump (HSPF2 = 7.8)SFm | -393 | 64.2 | 15 | 2276.77 | 2777.05 | SWHC044 | SWHC044-04 | Ductless HVAC, Residential, Fuel Substitution | AT | Standard efficiency wall furnace (AFUE = 67%), SFm, CZ03 |  | Mini-split or multi-split ductless HP, SEER2 >= 15.2 and HSPF2 >= 7.8, replacing wall furnace, NR, SFm, CZ03 | Standard efficiency wall furnace (AFUE = 67%) | Standard efficiency wall furnace (AFUE = 67%) | Standard Practice | None | NR | SFm | Ex | CZ03 | Cap-Tons | Res | Any | Any | SEER2-Rated DHP | SEER2 >= 15.2 | Wall Furnace | DEER2014 | Any | DEER2020 | 2010-2012 | 0 | -393 | 64.2 | 0 | 0 | 0 | 114.6 | 385.68 | 2276.77 | 1383.57 | 1393.48 | 0 | 0 | 0 | None | HV-ResHP | 15 |  | 0 | 15 | 0 | 0 | 1680 | 120 | 0 | 0 | 0 | 0 | 2070 | 55.6 | DnDeemDI | FuelSubst-Default | 1 | 1 | 1 | 1 | Def-GSIA | 1 | 0 | DEER:HVAC_Eff_HP | Annual | 0 | 685.92 | 0 | 0 |  | 0 | [5 empty] | Standard | FALSE | ExAnte2024 | IOU workpaper | 0 | 1233.26 | 3210 | 1017.98 | 0.38 | 1.21 | 215.28 | 0 | 0 | 685.92 |  | 0 | 0 | 0 | 0 | 0 | 0 |  |  |  | dxHP_equip | SpaceHtg_eq | SpaceHtg_eq | spltHP-SEER-BA | GasFurnace | GasFurnace | HVAC | HeatCool | Any | E12SCG0018 |  | No | NA | None |  |  | Deem-WP-FuelSub | Mini-split or multi-split ductless HP, SEER2 >= 15.2 and HSPF2 >= 7.8, replacing wall furnace, NR | SWHC044-04 | SCE | 45292 |  | SWHC044-04-AT-NR-DnDeemDI-Res-SFm-Ex-Any-CZ03-FuelSubst-Default-Def-GSIA-Any-Any
123 | Ductless | Wall Furnace | 15.2 SEER2 Ductless Mini-Split Heat Pump (HSPF2 = 7.8) | SFm | Wall Furnace15.2 SEER2 Ductless Mini-Split Heat Pump (HSPF2 = 7.8)SFm | -393 | 64.2 | 15 | 2276.77 | 2777.05 | SWHC044 | SWHC044-04 | Ductless HVAC, Residential, Fuel Substitution | AT | Standard efficiency wall furnace (AFUE = 67%), SFm, CZ03 |  | Mini-split or multi-split ductless HP, SEER2 >= 15.2 and HSPF2 >= 7.8, replacing wall furnace, NR, SFm, CZ03 | Standard efficiency wall furnace (AFUE = 67%) | Standard efficiency wall furnace (AFUE = 67%) | Standard Practice | None | NR | SFm | Ex | CZ03 | Cap-Tons | Res | Any | Any | SEER2-Rated DHP | SEER2 >= 15.2 | Wall Furnace | DEER2014 | Any | DEER2020 | 2010-2012 | 0 | -393 | 64.2 | 0 | 0 | 0 | 114.6 | 385.68 | 2276.77 | 1383.57 | 1393.48 | 0 | 0 | 0 | None | HV-ResHP | 15 |  | 0 | 15 | 0 | 0 | 1680 | 120 | 0 | 0 | 0 | 0 | 2070 | 55.6 | DnDeemed | FuelSubst-Default | 1 | 1 | 1 | 1 | Def-GSIA | 1 | 0 | DEER:HVAC_Eff_HP | Annual | 0 | 685.92 | 0 | 0 |  | 0 | [5 empty] | Standard | FALSE | ExAnte2024 | IOU workpaper | 0 | 1233.26 | 3210 | 1017.98 | 0.38 | 1.21 | 215.28 | 0 | 0 | 685.92 |  | 0 | 0 | 0 | 0 | 0 | 0 |  |  |  | dxHP_equip | SpaceHtg_eq | SpaceHtg_eq | spltHP-SEER-BA | GasFurnace | GasFurnace | HVAC | HeatCool | Any | E12SCG0018 |  | No | NA | None |  |  | Deem-WP-FuelSub | Mini-split or multi-split ductless HP, SEER2 >= 15.2 and HSPF2 >= 7.8, replacing wall furnace, NR | SWHC044-04 | SCE | 45292 |  | SWHC044-04-AT-NR-DnDeemed-Res-SFm-Ex-Any-CZ03-FuelSubst-Default-Def-GSIA-Any-Any
124 | Ductless | Wall Furnace and Window AC | 15.2 SEER2 Ductless Mini-Split Heat Pump (HSPF2 = 7.8) | MFm | Wall Furnace and Window AC15.2 SEER2 Ductless Mini-Split Heat Pump (HSPF2 = 7.8)MFm | -39.3 | 48.2 | 15 | 1556.98 | 2777.05 | SWHC044 | SWHC044-04 | Ductless HVAC, Residential, Fuel Substitution | AV | Standard efficiency wall furnace (AFUE = 67%) and window AC (EER = 11), MFm, CZ03 |  | Mini-split or multi-split ductless HP, SEER2 >= 15.2 and HSPF2 >= 7.8, replacing window AC and wall furnace, NR, MFm, CZ03 | Standard efficiency wall furnace (AFUE = 67%) and window AC (EER = 11) | Standard efficiency wall furnace (AFUE = 67%) and window AC (EER = 11) | Standard Practice | None | NR | MFm | Ex | CZ03 | Cap-Tons | Res | Any | Any | SEER2-Rated DHP | SEER2 >= 15.2 | Window AC and Wall Furnace | DEER2014 | Any | DEER2020 | 2010-2012 | 0 | -39.3 | 48.2 | 0 | 0 | 0 | 298.41 | 921.66 | 1556.98 | 1383.57 | 1393.48 | 0 | 0 | 0 | None | HV-ResHP | 15 |  | 0 | 15 | 0 | 0 | 2340 | 287 | 0 | 0 | 0 | 0 | 2380 | 239 | DnDeemDI | FuelSubst-Default | 1 | 1 | 1 | 1 | Def-GSIA | 1 | 0 | DEER:HVAC_Eff_HP | Annual | 0 | 470.37 | 0 | 0 |  | 0 | [5 empty] | Standard | FALSE | ExAnte2024 | IOU workpaper | 0 | 925.91 | 2002.59 | 503.58 | 0.46 | 1.84 | 422.33 | 0 | 0 | 470.37 |  | 0 | 0 | 0 | 0 | 0 | 0 |  |  |  | dxHP_equip | SpaceHtg_eq | SpaceHtg_eq | spltHP-SEER-BA | GasFurnace | GasFurnace | HVAC | HeatCool | Any | E12SCG0018 |  | No | NA | None |  |  | Deem-WP-FuelSub | Mini-split or multi-split ductless HP, SEER2 >= 15.2 and HSPF2 >= 7.8, replacing window AC and wall furnace, NR | SWHC044-04 | SCE | 45292 |  | SWHC044-04-AV-NR-DnDeemDI-Res-MFm-Ex-Any-CZ03-FuelSubst-Default-Def-GSIA-Any-Any
125 | Ductless | Wall Furnace and Window AC | 15.2 SEER2 Ductless Mini-Split Heat Pump (HSPF2 = 7.8) | MFm | Wall Furnace and Window AC15.2 SEER2 Ductless Mini-Split Heat Pump (HSPF2 = 7.8)MFm | -39.3 | 48.2 | 15 | 1556.98 | 2777.05 | SWHC044 | SWHC044-04 | Ductless HVAC, Residential, Fuel Substitution | AV | Standard efficiency wall furnace (AFUE = 67%) and window AC (EER = 11), MFm, CZ03 |  | Mini-split or multi-split ductless HP, SEER2 >= 15.2 and HSPF2 >= 7.8, replacing window AC and wall furnace, NR, MFm, CZ03 | Standard efficiency wall furnace (AFUE = 67%) and window AC (EER = 11) | Standard efficiency wall furnace (AFUE = 67%) and window AC (EER = 11) | Standard Practice | None | NR | MFm | Ex | CZ03 | Cap-Tons | Res | Any | Any | SEER2-Rated DHP | SEER2 >= 15.2 | Window AC and Wall Furnace | DEER2014 | Any | DEER2020 | 2010-2012 | 0 | -39.3 | 48.2 | 0 | 0 | 0 | 298.41 | 921.66 | 1556.98 | 1383.57 | 1393.48 | 0 | 0 | 0 | None | HV-ResHP | 15 |  | 0 | 15 | 0 | 0 | 2340 | 287 | 0 | 0 | 0 | 0 | 2380 | 239 | DnDeemed | FuelSubst-Default | 1 | 1 | 1 | 1 | Def-GSIA | 1 | 0 | DEER:HVAC_Eff_HP | Annual | 0 | 470.37 | 0 | 0 |  | 0 | [5 empty] | Standard | FALSE | ExAnte2024 | IOU workpaper | 0 | 925.91 | 2002.59 | 503.58 | 0.46 | 1.84 | 422.33 | 0 | 0 | 470.37 |  | 0 | 0 | 0 | 0 | 0 | 0 |  |  |  | dxHP_equip | SpaceHtg_eq | SpaceHtg_eq | spltHP-SEER-BA | GasFurnace | GasFurnace | HVAC | HeatCool | Any | E12SCG0018 |  | No | NA | None |  |  | Deem-WP-FuelSub | Mini-split or multi-split ductless HP, SEER2 >= 15.2 and HSPF2 >= 7.8, replacing window AC and wall furnace, NR | SWHC044-04 | SCE | 45292 |  | SWHC044-04-AV-NR-DnDeemed-Res-MFm-Ex-Any-CZ03-FuelSubst-Default-Def-GSIA-Any-Any
126 | Ductless | Wall Furnace and Window AC | 15.2 SEER2 Ductless Mini-Split Heat Pump (HSPF2 = 7.8) | SFm | Wall Furnace and Window AC15.2 SEER2 Ductless Mini-Split Heat Pump (HSPF2 = 7.8)SFm | -166 | 64.3 | 15 | 1556.98 | 2777.05 | SWHC044 | SWHC044-04 | Ductless HVAC, Residential, Fuel Substitution | AV | Standard efficiency wall furnace (AFUE = 67%) and window AC (EER = 11), SFm, CZ03 |  | Mini-split or multi-split ductless HP, SEER2 >= 15.2 and HSPF2 >= 7.8, replacing window AC and wall furnace, NR, SFm, CZ03 | Standard efficiency wall furnace (AFUE = 67%) and window AC (EER = 11) | Standard efficiency wall furnace (AFUE = 67%) and window AC (EER = 11) | Standard Practice | None | NR | SFm | Ex | CZ03 | Cap-Tons | Res | Any | Any | SEER2-Rated DHP | SEER2 >= 15.2 | Window AC and Wall Furnace | DEER2014 | Any | DEER2020 | 2010-2012 | 0 | -166 | 64.3 | 0 | 0 | 0 | 298.41 | 921.66 | 1556.98 | 1383.57 | 1393.48 | 0 | 0 | 0 | None | HV-ResHP | 15 |  | 0 | 15 | 0 | 0 | 1910 | 120 | 0 | 0 | 0 | 0 | 2070 | 55.6 | DnDeemDI | FuelSubst-Default | 1 | 1 | 1 | 1 | Def-GSIA | 1 | 0 | DEER:HVAC_Eff_HP | Annual | 0 | 470.37 | 0 | 0 |  | 0 | [5 empty] | Standard | FALSE | ExAnte2024 | IOU workpaper | 0 | 1235.18 | 2109.65 | 610.63 | 0.59 | 2.02 | 624.55 | 0 | 0 | 470.37 |  | 0 | 0 | 0 | 0 | 0 | 0 |  |  |  | dxHP_equip | SpaceHtg_eq | SpaceHtg_eq | spltHP-SEER-BA | GasFurnace | GasFurnace | HVAC | HeatCool | Any | E12SCG0018 |  | No | NA | None |  |  | Deem-WP-FuelSub | Mini-split or multi-split ductless HP, SEER2 >= 15.2 and HSPF2 >= 7.8, replacing window AC and wall furnace, NR | SWHC044-04 | SCE | 45292 |  | SWHC044-04-AV-NR-DnDeemDI-Res-SFm-Ex-Any-CZ03-FuelSubst-Default-Def-GSIA-Any-Any
127 | Ductless | Wall Furnace and Window AC | 15.2 SEER2 Ductless Mini-Split Heat Pump (HSPF2 = 7.8) | SFm | Wall Furnace and Window AC15.2 SEER2 Ductless Mini-Split Heat Pump (HSPF2 = 7.8)SFm | -166 | 64.3 | 15 | 1556.98 | 2777.05 | SWHC044 | SWHC044-04 | Ductless HVAC, Residential, Fuel Substitution | AV | Standard efficiency wall furnace (AFUE = 67%) and window AC (EER = 11), SFm, CZ03 |  | Mini-split or multi-split ductless HP, SEER2 >= 15.2 and HSPF2 >= 7.8, replacing window AC and wall furnace, NR, SFm, CZ03 | Standard efficiency wall furnace (AFUE = 67%) and window AC (EER = 11) | Standard efficiency wall furnace (AFUE = 67%) and window AC (EER = 11) | Standard Practice | None | NR | SFm | Ex | CZ03 | Cap-Tons | Res | Any | Any | SEER2-Rated DHP | SEER2 >= 15.2 | Window AC and Wall Furnace | DEER2014 | Any | DEER2020 | 2010-2012 | 0 | -166 | 64.3 | 0 | 0 | 0 | 298.41 | 921.66 | 1556.98 | 1383.57 | 1393.48 | 0 | 0 | 0 | None | HV-ResHP | 15 |  | 0 | 15 | 0 | 0 | 1910 | 120 | 0 | 0 | 0 | 0 | 2070 | 55.6 | DnDeemed | FuelSubst-Default | 1 | 1 | 1 | 1 | Def-GSIA | 1 | 0 | DEER:HVAC_Eff_HP | Annual | 0 | 470.37 | 0 | 0 |  | 0 | [5 empty] | Standard | FALSE | ExAnte2024 | IOU workpaper | 0 | 1235.18 | 2109.65 | 610.63 | 0.59 | 2.02 | 624.55 | 0 | 0 | 470.37 |  | 0 | 0 | 0 | 0 | 0 | 0 |  |  |  | dxHP_equip | SpaceHtg_eq | SpaceHtg_eq | spltHP-SEER-BA | GasFurnace | GasFurnace | HVAC | HeatCool | Any | E12SCG0018 |  | No | NA | None |  |  | Deem-WP-FuelSub | Mini-split or multi-split ductless HP, SEER2 >= 15.2 and HSPF2 >= 7.8, replacing window AC and wall furnace, NR | SWHC044-04 | SCE | 45292 |  | SWHC044-04-AV-NR-DnDeemed-Res-SFm-Ex-Any-CZ03-FuelSubst-Default-Def-GSIA-Any-Any
128 | Ductless | Wall Furnace | 16 SEER2 Ductless Mini-Split Heat Pump (HSPF2 = 8.1) | MFm | Wall Furnace16 SEER2 Ductless Mini-Split Heat Pump (HSPF2 = 8.1)MFm | -358 | 53.8 | 15 | 2373.03 | 2873.31 | SWHC044 | SWHC044-04 | Ductless HVAC, Residential, Fuel Substitution | AX | Standard efficiency wall furnace (AFUE = 67%), MFm, CZ03 |  | Mini-split or multi-split ductless HP, SEER2 >= 16 and HSPF2 >= 8.1, replacing wall furnace, NR, MFm, CZ03 | Standard efficiency wall furnace (AFUE = 67%) | Standard efficiency wall furnace (AFUE = 67%) | Standard Practice | None | NR | MFm | Ex | CZ03 | Cap-Tons | Res | Any | Any | SEER2-Rated DHP | SEER2 >= 16.0 | Wall Furnace | DEER2014 | Any | DEER2020 | 2010-2012 | 0 | -358 | 53.8 | 0 | 0 | 0 | 114.6 | 385.68 | 2373.03 | 1383.57 | 1489.74 | 0 | 0 | 0 | None | HV-ResHP | 15 |  | 0 | 15 | 0 | 0 | 2010 | 293 | 0 | 0 | 0 | 0 | 2370 | 239 | DnDeemDI | FuelSubst-Default | 1 | 1 | 1 | 1 | Def-GSIA | 1 | 0 | DEER:HVAC_Eff_HP | Annual | 0 | 685.92 | 0 | 0 |  | 0 | [5 empty] | Standard | FALSE | ExAnte2024 | IOU workpaper | 0 | 1033.48 | 3273.1 | 988.41 | 0.32 | 1.05 | 45.07 | 0 | 0 | 685.92 |  | 0 | 0 | 0 | 0 | 0 | 0 |  |  |  | dxHP_equip | SpaceHtg_eq | SpaceHtg_eq | spltHP-SEER-BA | GasFurnace | GasFurnace | HVAC | HeatCool | Any | E12SCG0018 |  | No | NA | None |  |  | Deem-WP-FuelSub | Mini-split or multi-split ductless HP, SEER2 >= 16 and HSPF2 >= 8.1, replacing wall furnace, NR | SWHC044-04 | SCE | 45292 |  | SWHC044-04-AX-NR-DnDeemDI-Res-MFm-Ex-Any-CZ03-FuelSubst-Default-Def-GSIA-Any-Any
129 | Ductless | Wall Furnace | 16 SEER2 Ductless Mini-Split Heat Pump (HSPF2 = 8.1) | MFm | Wall Furnace16 SEER2 Ductless Mini-Split Heat Pump (HSPF2 = 8.1)MFm | -358 | 53.8 | 15 | 2373.03 | 2873.31 | SWHC044 | SWHC044-04 | Ductless HVAC, Residential, Fuel Substitution | AX | Standard efficiency wall furnace (AFUE = 67%), MFm, CZ03 |  | Mini-split or multi-split ductless HP, SEER2 >= 16 and HSPF2 >= 8.1, replacing wall furnace, NR, MFm, CZ03 | Standard efficiency wall furnace (AFUE = 67%) | Standard efficiency wall furnace (AFUE = 67%) | Standard Practice | None | NR | MFm | Ex | CZ03 | Cap-Tons | Res | Any | Any | SEER2-Rated DHP | SEER2 >= 16.0 | Wall Furnace | DEER2014 | Any | DEER2020 | 2010-2012 | 0 | -358 | 53.8 | 0 | 0 | 0 | 114.6 | 385.68 | 2373.03 | 1383.57 | 1489.74 | 0 | 0 | 0 | None | HV-ResHP | 15 |  | 0 | 15 | 0 | 0 | 2010 | 293 | 0 | 0 | 0 | 0 | 2370 | 239 | DnDeemed | FuelSubst-Default | 1 | 1 | 1 | 1 | Def-GSIA | 1 | 0 | DEER:HVAC_Eff_HP | Annual | 0 | 685.92 | 0 | 0 |  | 0 | [5 empty] | Standard | FALSE | ExAnte2024 | IOU workpaper | 0 | 1033.48 | 3273.1 | 988.41 | 0.32 | 1.05 | 45.07 | 0 | 0 | 685.92 |  | 0 | 0 | 0 | 0 | 0 | 0 |  |  |  | dxHP_equip | SpaceHtg_eq | SpaceHtg_eq | spltHP-SEER-BA | GasFurnace | GasFurnace | HVAC | HeatCool | Any | E12SCG0018 |  | No | NA | None |  |  | Deem-WP-FuelSub | Mini-split or multi-split ductless HP, SEER2 >= 16 and HSPF2 >= 8.1, replacing wall furnace, NR | SWHC044-04 | SCE | 45292 |  | SWHC044-04-AX-NR-DnDeemed-Res-MFm-Ex-Any-CZ03-FuelSubst-Default-Def-GSIA-Any-Any
130 | Ductless | Wall Furnace | 16 SEER2 Ductless Mini-Split Heat Pump (HSPF2 = 8.1) | SFm | Wall Furnace16 SEER2 Ductless Mini-Split Heat Pump (HSPF2 = 8.1)SFm | -377 | 64.2 | 15 | 2373.03 | 2873.31 | SWHC044 | SWHC044-04 | Ductless HVAC, Residential, Fuel Substitution | AX | Standard efficiency wall furnace (AFUE = 67%), SFm, CZ03 |  | Mini-split or multi-split ductless HP, SEER2 >= 16 and HSPF2 >= 8.1, replacing wall furnace, NR, SFm, CZ03 | Standard efficiency wall furnace (AFUE = 67%) | Standard efficiency wall furnace (AFUE = 67%) | Standard Practice | None | NR | SFm | Ex | CZ03 | Cap-Tons | Res | Any | Any | SEER2-Rated DHP | SEER2 >= 16.0 | Wall Furnace | DEER2014 | Any | DEER2020 | 2010-2012 | 0 | -377 | 64.2 | 0 | 0 | 0 | 114.6 | 385.68 | 2373.03 | 1383.57 | 1489.74 | 0 | 0 | 0 | None | HV-ResHP | 15 |  | 0 | 15 | 0 | 0 | 1680 | 120 | 0 | 0 | 0 | 0 | 2060 | 55.6 | DnDeemDI | FuelSubst-Default | 1 | 1 | 1 | 1 | Def-GSIA | 1 | 0 | DEER:HVAC_Eff_HP | Annual | 0 | 685.92 | 0 | 0 |  | 0 | [5 empty] | Standard | FALSE | ExAnte2024 | IOU workpaper | 0 | 1233.26 | 3289.15 | 1004.47 | 0.37 | 1.23 | 228.8 | 0 | 0 | 685.92 |  | 0 | 0 | 0 | 0 | 0 | 0 |  |  |  | dxHP_equip | SpaceHtg_eq | SpaceHtg_eq | spltHP-SEER-BA | GasFurnace | GasFurnace | HVAC | HeatCool | Any | E12SCG0018 |  | No | NA | None |  |  | Deem-WP-FuelSub | Mini-split or multi-split ductless HP, SEER2 >= 16 and HSPF2 >= 8.1, replacing wall furnace, NR | SWHC044-04 | SCE | 45292 |  | SWHC044-04-AX-NR-DnDeemDI-Res-SFm-Ex-Any-CZ03-FuelSubst-Default-Def-GSIA-Any-Any
131 | Ductless | Wall Furnace | 16 SEER2 Ductless Mini-Split Heat Pump (HSPF2 = 8.1) | SFm | Wall Furnace16 SEER2 Ductless Mini-Split Heat Pump (HSPF2 = 8.1)SFm | -377 | 64.2 | 15 | 2373.03 | 2873.31 | SWHC044 | SWHC044-04 | Ductless HVAC, Residential, Fuel Substitution | AX | Standard efficiency wall furnace (AFUE = 67%), SFm, CZ03 |  | Mini-split or multi-split ductless HP, SEER2 >= 16 and HSPF2 >= 8.1, replacing wall furnace, NR, SFm, CZ03 | Standard efficiency wall furnace (AFUE = 67%) | Standard efficiency wall furnace (AFUE = 67%) | Standard Practice | None | NR | SFm | Ex | CZ03 | Cap-Tons | Res | Any | Any | SEER2-Rated DHP | SEER2 >= 16.0 | Wall Furnace | DEER2014 | Any | DEER2020 | 2010-2012 | 0 | -377 | 64.2 | 0 | 0 | 0 | 114.6 | 385.68 | 2373.03 | 1383.57 | 1489.74 | 0 | 0 | 0 | None | HV-ResHP | 15 |  | 0 | 15 | 0 | 0 | 1680 | 120 | 0 | 0 | 0 | 0 | 2060 | 55.6 | DnDeemed | FuelSubst-Default | 1 | 1 | 1 | 1 | Def-GSIA | 1 | 0 | DEER:HVAC_Eff_HP | Annual | 0 | 685.92 | 0 | 0 |  | 0 | [5 empty] | Standard | FALSE | ExAnte2024 | IOU workpaper | 0 | 1233.26 | 3289.15 | 1004.47 | 0.37 | 1.23 | 228.8 | 0 | 0 | 685.92 |  | 0 | 0 | 0 | 0 | 0 | 0 |  |  |  | dxHP_equip | SpaceHtg_eq | SpaceHtg_eq | spltHP-SEER-BA | GasFurnace | GasFurnace | HVAC | HeatCool | Any | E12SCG0018 |  | No | NA | None |  |  | Deem-WP-FuelSub | Mini-split or multi-split ductless HP, SEER2 >= 16 and HSPF2 >= 8.1, replacing wall furnace, NR | SWHC044-04 | SCE | 45292 |  | SWHC044-04-AX-NR-DnDeemed-Res-SFm-Ex-Any-CZ03-FuelSubst-Default-Def-GSIA-Any-Any
132 | Ductless | Wall Furnace and Window AC | 16 SEER2 Ductless Mini-Split Heat Pump (HSPF2 = 8.1) | MFm | Wall Furnace and Window AC16 SEER2 Ductless Mini-Split Heat Pump (HSPF2 = 8.1)MFm | -26.3 | 48.2 | 15 | 1653.24 | 2873.31 | SWHC044 | SWHC044-04 | Ductless HVAC, Residential, Fuel Substitution | AZ | Standard efficiency wall furnace (AFUE = 67%) and window AC (EER = 11), MFm, CZ03 |  | Mini-split or multi-split ductless HP, SEER2 >= 16 and HSPF2 >= 8.1, replacing window AC and wall furnace, NR, MFm, CZ03 | Standard efficiency wall furnace (AFUE = 67%) and window AC (EER = 11) | Standard efficiency wall furnace (AFUE = 67%) and window AC (EER = 11) | Standard Practice | None | NR | MFm | Ex | CZ03 | Cap-Tons | Res | Any | Any | SEER2-Rated DHP | SEER2 >= 16.0 | Window AC and Wall Furnace | DEER2014 | Any | DEER2020 | 2010-2012 | 0 | -26.3 | 48.2 | 0 | 0 | 0 | 298.41 | 921.66 | 1653.24 | 1383.57 | 1489.74 | 0 | 0 | 0 | None | HV-ResHP | 15 |  | 0 | 15 | 0 | 0 | 2340 | 287 | 0 | 0 | 0 | 0 | 2370 | 239 | DnDeemDI | FuelSubst-Default | 1 | 1 | 1 | 1 | Def-GSIA | 1 | 0 | DEER:HVAC_Eff_HP | Annual | 0 | 470.37 | 0 | 0 |  | 0 | [5 empty] | Standard | FALSE | ExAnte2024 | IOU workpaper | 0 | 925.91 | 2084.29 | 492.59 | 0.44 | 1.88 | 433.31 | 0 | 0 | 470.37 |  | 0 | 0 | 0 | 0 | 0 | 0 |  |  |  | dxHP_equip | SpaceHtg_eq | SpaceHtg_eq | spltHP-SEER-BA | GasFurnace | GasFurnace | HVAC | HeatCool | Any | E12SCG0018 |  | No | NA | None |  |  | Deem-WP-FuelSub | Mini-split or multi-split ductless HP, SEER2 >= 16 and HSPF2 >= 8.1, replacing window AC and wall furnace, NR | SWHC044-04 | SCE | 45292 |  | SWHC044-04-AZ-NR-DnDeemDI-Res-MFm-Ex-Any-CZ03-FuelSubst-Default-Def-GSIA-Any-Any
133 | Ductless | Wall Furnace and Window AC | 16 SEER2 Ductless Mini-Split Heat Pump (HSPF2 = 8.1) | MFm | Wall Furnace and Window AC16 SEER2 Ductless Mini-Split Heat Pump (HSPF2 = 8.1)MFm | -26.3 | 48.2 | 15 | 1653.24 | 2873.31 | SWHC044 | SWHC044-04 | Ductless HVAC, Residential, Fuel Substitution | AZ | Standard efficiency wall furnace (AFUE = 67%) and window AC (EER = 11), MFm, CZ03 |  | Mini-split or multi-split ductless HP, SEER2 >= 16 and HSPF2 >= 8.1, replacing window AC and wall furnace, NR, MFm, CZ03 | Standard efficiency wall furnace (AFUE = 67%) and window AC (EER = 11) | Standard efficiency wall furnace (AFUE = 67%) and window AC (EER = 11) | Standard Practice | None | NR | MFm | Ex | CZ03 | Cap-Tons | Res | Any | Any | SEER2-Rated DHP | SEER2 >= 16.0 | Window AC and Wall Furnace | DEER2014 | Any | DEER2020 | 2010-2012 | 0 | -26.3 | 48.2 | 0 | 0 | 0 | 298.41 | 921.66 | 1653.24 | 1383.57 | 1489.74 | 0 | 0 | 0 | None | HV-ResHP | 15 |  | 0 | 15 | 0 | 0 | 2340 | 287 | 0 | 0 | 0 | 0 | 2370 | 239 | DnDeemed | FuelSubst-Default | 1 | 1 | 1 | 1 | Def-GSIA | 1 | 0 | DEER:HVAC_Eff_HP | Annual | 0 | 470.37 | 0 | 0 |  | 0 | [5 empty] | Standard | FALSE | ExAnte2024 | IOU workpaper | 0 | 925.91 | 2084.29 | 492.59 | 0.44 | 1.88 | 433.31 | 0 | 0 | 470.37 |  | 0 | 0 | 0 | 0 | 0 | 0 |  |  |  | dxHP_equip | SpaceHtg_eq | SpaceHtg_eq | spltHP-SEER-BA | GasFurnace | GasFurnace | HVAC | HeatCool | Any | E12SCG0018 |  | No | NA | None |  |  | Deem-WP-FuelSub | Mini-split or multi-split ductless HP, SEER2 >= 16 and HSPF2 >= 8.1, replacing window AC and wall furnace, NR | SWHC044-04 | SCE | 45292 |  | SWHC044-04-AZ-NR-DnDeemed-Res-MFm-Ex-Any-CZ03-FuelSubst-Default-Def-GSIA-Any-Any
134 | Ductless | Wall Furnace and Window AC | 16 SEER2 Ductless Mini-Split Heat Pump (HSPF2 = 8.1) | SFm | Wall Furnace and Window AC16 SEER2 Ductless Mini-Split Heat Pump (HSPF2 = 8.1)SFm | -150 | 64.3 | 15 | 1653.24 | 2873.31 | SWHC044 | SWHC044-04 | Ductless HVAC, Residential, Fuel Substitution | AZ | Standard efficiency wall furnace (AFUE = 67%) and window AC (EER = 11), SFm, CZ03 |  | Mini-split or multi-split ductless HP, SEER2 >= 16 and HSPF2 >= 8.1, replacing window AC and wall furnace, NR, SFm, CZ03 | Standard efficiency wall furnace (AFUE = 67%) and window AC (EER = 11) | Standard efficiency wall furnace (AFUE = 67%) and window AC (EER = 11) | Standard Practice | None | NR | SFm | Ex | CZ03 | Cap-Tons | Res | Any | Any | SEER2-Rated DHP | SEER2 >= 16.0 | Window AC and Wall Furnace | DEER2014 | Any | DEER2020 | 2010-2012 | 0 | -150 | 64.3 | 0 | 0 | 0 | 298.41 | 921.66 | 1653.24 | 1383.57 | 1489.74 | 0 | 0 | 0 | None | HV-ResHP | 15 |  | 0 | 15 | 0 | 0 | 1910 | 120 | 0 | 0 | 0 | 0 | 2060 | 55.6 | DnDeemDI | FuelSubst-Default | 1 | 1 | 1 | 1 | Def-GSIA | 1 | 0 | DEER:HVAC_Eff_HP | Annual | 0 | 470.37 | 0 | 0 |  | 0 | [5 empty] | Standard | FALSE | ExAnte2024 | IOU workpaper | 0 | 1235.18 | 2188.81 | 597.11 | 0.56 | 2.07 | 638.07 | 0 | 0 | 470.37 |  | 0 | 0 | 0 | 0 | 0 | 0 |  |  |  | dxHP_equip | SpaceHtg_eq | SpaceHtg_eq | spltHP-SEER-BA | GasFurnace | GasFurnace | HVAC | HeatCool | Any | E12SCG0018 |  | No | NA | None |  |  | Deem-WP-FuelSub | Mini-split or multi-split ductless HP, SEER2 >= 16 and HSPF2 >= 8.1, replacing window AC and wall furnace, NR | SWHC044-04 | SCE | 45292 |  | SWHC044-04-AZ-NR-DnDeemDI-Res-SFm-Ex-Any-CZ03-FuelSubst-Default-Def-GSIA-Any-Any
135 | Ductless | Wall Furnace and Window AC | 16 SEER2 Ductless Mini-Split Heat Pump (HSPF2 = 8.1) | SFm | Wall Furnace and Window AC16 SEER2 Ductless Mini-Split Heat Pump (HSPF2 = 8.1)SFm | -150 | 64.3 | 15 | 1653.24 | 2873.31 | SWHC044 | SWHC044-04 | Ductless HVAC, Residential, Fuel Substitution | AZ | Standard efficiency wall furnace (AFUE = 67%) and window AC (EER = 11), SFm, CZ03 |  | Mini-split or multi-split ductless HP, SEER2 >= 16 and HSPF2 >= 8.1, replacing window AC and wall furnace, NR, SFm, CZ03 | Standard efficiency wall furnace (AFUE = 67%) and window AC (EER = 11) | Standard efficiency wall furnace (AFUE = 67%) and window AC (EER = 11) | Standard Practice | None | NR | SFm | Ex | CZ03 | Cap-Tons | Res | Any | Any | SEER2-Rated DHP | SEER2 >= 16.0 | Window AC and Wall Furnace | DEER2014 | Any | DEER2020 | 2010-2012 | 0 | -150 | 64.3 | 0 | 0 | 0 | 298.41 | 921.66 | 1653.24 | 1383.57 | 1489.74 | 0 | 0 | 0 | None | HV-ResHP | 15 |  | 0 | 15 | 0 | 0 | 1910 | 120 | 0 | 0 | 0 | 0 | 2060 | 55.6 | DnDeemed | FuelSubst-Default | 1 | 1 | 1 | 1 | Def-GSIA | 1 | 0 | DEER:HVAC_Eff_HP | Annual | 0 | 470.37 | 0 | 0 |  | 0 | [5 empty] | Standard | FALSE | ExAnte2024 | IOU workpaper | 0 | 1235.18 | 2188.81 | 597.11 | 0.56 | 2.07 | 638.07 | 0 | 0 | 470.37 |  | 0 | 0 | 0 | 0 | 0 | 0 |  |  |  | dxHP_equip | SpaceHtg_eq | SpaceHtg_eq | spltHP-SEER-BA | GasFurnace | GasFurnace | HVAC | HeatCool | Any | E12SCG0018 |  | No | NA | None |  |  | Deem-WP-FuelSub | Mini-split or multi-split ductless HP, SEER2 >= 16 and HSPF2 >= 8.1, replacing window AC and wall furnace, NR | SWHC044-04 | SCE | 45292 |  | SWHC044-04-AZ-NR-DnDeemed-Res-SFm-Ex-Any-CZ03-FuelSubst-Default-Def-GSIA-Any-Any
136 | Ductless | Wall Furnace | 16.9 SEER2 Ductless Mini-Split Heat Pump (HSPF2 = 8.3) | MFm | Wall Furnace16.9 SEER2 Ductless Mini-Split Heat Pump (HSPF2 = 8.3)MFm | -346 | 53.8 | 15 | 2469.29 | 2969.57 | SWHC044 | SWHC044-04 | Ductless HVAC, Residential, Fuel Substitution | BB | Standard efficiency wall furnace (AFUE = 67%), MFm, CZ03 |  | Mini-split or multi-split ductless HP, SEER2 >= 16.9 and HSPF2 >= 8.3, replacing wall furnace, NR, MFm, CZ03 | Standard efficiency wall furnace (AFUE = 67%) | Standard efficiency wall furnace (AFUE = 67%) | Standard Practice | None | NR | MFm | Ex | CZ03 | Cap-Tons | Res | Any | Any | SEER2-Rated DHP | SEER2 >= 16.9 | Wall Furnace | DEER2014 | Any | DEER2020 | 2010-2012 | 0 | -346 | 53.8 | 0 | 0 | 0 | 114.6 | 385.68 | 2469.29 | 1383.57 | 1586 | 0 | 0 | 0 | None | HV-ResHP | 15 |  | 0 | 15 | 0 | 0 | 2010 | 293 | 0 | 0 | 0 | 0 | 2350 | 239 | DnDeemDI | FuelSubst-Default | 1 | 1 | 1 | 1 | Def-GSIA | 1 | 0 | DEER:HVAC_Eff_HP | Annual | 0 | 685.92 | 0 | 0 |  | 0 | [5 empty] | Standard | FALSE | ExAnte2024 | IOU workpaper | 0 | 1033.48 | 3355.64 | 978.27 | 0.31 | 1.06 | 55.21 | 0 | 0 | 685.92 |  | 0 | 0 | 0 | 0 | 0 | 0 |  |  |  | dxHP_equip | SpaceHtg_eq | SpaceHtg_eq | spltHP-SEER-BA | GasFurnace | GasFurnace | HVAC | HeatCool | Any | E12SCG0018 |  | No | NA | None |  |  | Deem-WP-FuelSub | Mini-split or multi-split ductless HP, SEER2 >= 16.9 and HSPF2 >= 8.3, replacing wall furnace, NR | SWHC044-04 | SCE | 45292 |  | SWHC044-04-BB-NR-DnDeemDI-Res-MFm-Ex-Any-CZ03-FuelSubst-Default-Def-GSIA-Any-Any
137 | Ductless | Wall Furnace | 16.9 SEER2 Ductless Mini-Split Heat Pump (HSPF2 = 8.3) | MFm | Wall Furnace16.9 SEER2 Ductless Mini-Split Heat Pump (HSPF2 = 8.3)MFm | -346 | 53.8 | 15 | 2469.29 | 2969.57 | SWHC044 | SWHC044-04 | Ductless HVAC, Residential, Fuel Substitution | BB | Standard efficiency wall furnace (AFUE = 67%), MFm, CZ03 |  | Mini-split or multi-split ductless HP, SEER2 >= 16.9 and HSPF2 >= 8.3, replacing wall furnace, NR, MFm, CZ03 | Standard efficiency wall furnace (AFUE = 67%) | Standard efficiency wall furnace (AFUE = 67%) | Standard Practice | None | NR | MFm | Ex | CZ03 | Cap-Tons | Res | Any | Any | SEER2-Rated DHP | SEER2 >= 16.9 | Wall Furnace | DEER2014 | Any | DEER2020 | 2010-2012 | 0 | -346 | 53.8 | 0 | 0 | 0 | 114.6 | 385.68 | 2469.29 | 1383.57 | 1586 | 0 | 0 | 0 | None | HV-ResHP | 15 |  | 0 | 15 | 0 | 0 | 2010 | 293 | 0 | 0 | 0 | 0 | 2350 | 239 | DnDeemed | FuelSubst-Default | 1 | 1 | 1 | 1 | Def-GSIA | 1 | 0 | DEER:HVAC_Eff_HP | Annual | 0 | 685.92 | 0 | 0 |  | 0 | [5 empty] | Standard | FALSE | ExAnte2024 | IOU workpaper | 0 | 1033.48 | 3355.64 | 978.27 | 0.31 | 1.06 | 55.21 | 0 | 0 | 685.92 |  | 0 | 0 | 0 | 0 | 0 | 0 |  |  |  | dxHP_equip | SpaceHtg_eq | SpaceHtg_eq | spltHP-SEER-BA | GasFurnace | GasFurnace | HVAC | HeatCool | Any | E12SCG0018 |  | No | NA | None |  |  | Deem-WP-FuelSub | Mini-split or multi-split ductless HP, SEER2 >= 16.9 and HSPF2 >= 8.3, replacing wall furnace, NR | SWHC044-04 | SCE | 45292 |  | SWHC044-04-BB-NR-DnDeemed-Res-MFm-Ex-Any-CZ03-FuelSubst-Default-Def-GSIA-Any-Any
138 | Ductless | Wall Furnace | 16.9 SEER2 Ductless Mini-Split Heat Pump (HSPF2 = 8.3) | SFm | Wall Furnace16.9 SEER2 Ductless Mini-Split Heat Pump (HSPF2 = 8.3)SFm | -363 | 64.2 | 15 | 2469.29 | 2969.57 | SWHC044 | SWHC044-04 | Ductless HVAC, Residential, Fuel Substitution | BB | Standard efficiency wall furnace (AFUE = 67%), SFm, CZ03 |  | Mini-split or multi-split ductless HP, SEER2 >= 16.9 and HSPF2 >= 8.3, replacing wall furnace, NR, SFm, CZ03 | Standard efficiency wall furnace (AFUE = 67%) | Standard efficiency wall furnace (AFUE = 67%) | Standard Practice | None | NR | SFm | Ex | CZ03 | Cap-Tons | Res | Any | Any | SEER2-Rated DHP | SEER2 >= 16.9 | Wall Furnace | DEER2014 | Any | DEER2020 | 2010-2012 | 0 | -363 | 64.2 | 0 | 0 | 0 | 114.6 | 385.68 | 2469.29 | 1383.57 | 1586 | 0 | 0 | 0 | None | HV-ResHP | 15 |  | 0 | 15 | 0 | 0 | 1680 | 120 | 0 | 0 | 0 | 0 | 2040 | 55.6 | DnDeemDI | FuelSubst-Default | 1 | 1 | 1 | 1 | Def-GSIA | 1 | 0 | DEER:HVAC_Eff_HP | Annual | 0 | 685.92 | 0 | 0 |  | 0 | [5 empty] | Standard | FALSE | ExAnte2024 | IOU workpaper | 0 | 1233.26 | 3370 | 992.64 | 0.37 | 1.24 | 240.62 | 0 | 0 | 685.92 |  | 0 | 0 | 0 | 0 | 0 | 0 |  |  |  | dxHP_equip | SpaceHtg_eq | SpaceHtg_eq | spltHP-SEER-BA | GasFurnace | GasFurnace | HVAC | HeatCool | Any | E12SCG0018 |  | No | NA | None |  |  | Deem-WP-FuelSub | Mini-split or multi-split ductless HP, SEER2 >= 16.9 and HSPF2 >= 8.3, replacing wall furnace, NR | SWHC044-04 | SCE | 45292 |  | SWHC044-04-BB-NR-DnDeemDI-Res-SFm-Ex-Any-CZ03-FuelSubst-Default-Def-GSIA-Any-Any
139 | Ductless | Wall Furnace | 16.9 SEER2 Ductless Mini-Split Heat Pump (HSPF2 = 8.3) | SFm | Wall Furnace16.9 SEER2 Ductless Mini-Split Heat Pump (HSPF2 = 8.3)SFm | -363 | 64.2 | 15 | 2469.29 | 2969.57 | SWHC044 | SWHC044-04 | Ductless HVAC, Residential, Fuel Substitution | BB | Standard efficiency wall furnace (AFUE = 67%), SFm, CZ03 |  | Mini-split or multi-split ductless HP, SEER2 >= 16.9 and HSPF2 >= 8.3, replacing wall furnace, NR, SFm, CZ03 | Standard efficiency wall furnace (AFUE = 67%) | Standard efficiency wall furnace (AFUE = 67%) | Standard Practice | None | NR | SFm | Ex | CZ03 | Cap-Tons | Res | Any | Any | SEER2-Rated DHP | SEER2 >= 16.9 | Wall Furnace | DEER2014 | Any | DEER2020 | 2010-2012 | 0 | -363 | 64.2 | 0 | 0 | 0 | 114.6 | 385.68 | 2469.29 | 1383.57 | 1586 | 0 | 0 | 0 | None | HV-ResHP | 15 |  | 0 | 15 | 0 | 0 | 1680 | 120 | 0 | 0 | 0 | 0 | 2040 | 55.6 | DnDeemed | FuelSubst-Default | 1 | 1 | 1 | 1 | Def-GSIA | 1 | 0 | DEER:HVAC_Eff_HP | Annual | 0 | 685.92 | 0 | 0 |  | 0 | [5 empty] | Standard | FALSE | ExAnte2024 | IOU workpaper | 0 | 1233.26 | 3370 | 992.64 | 0.37 | 1.24 | 240.62 | 0 | 0 | 685.92 |  | 0 | 0 | 0 | 0 | 0 | 0 |  |  |  | dxHP_equip | SpaceHtg_eq | SpaceHtg_eq | spltHP-SEER-BA | GasFurnace | GasFurnace | HVAC | HeatCool | Any | E12SCG0018 |  | No | NA | None |  |  | Deem-WP-FuelSub | Mini-split or multi-split ductless HP, SEER2 >= 16.9 and HSPF2 >= 8.3, replacing wall furnace, NR | SWHC044-04 | SCE | 45292 |  | SWHC044-04-BB-NR-DnDeemed-Res-SFm-Ex-Any-CZ03-FuelSubst-Default-Def-GSIA-Any-Any
140 | Ductless | Wall Furnace and Window AC | 16.9 SEER2 Ductless Mini-Split Heat Pump (HSPF2 = 8.3) | MFm | Wall Furnace and Window AC16.9 SEER2 Ductless Mini-Split Heat Pump (HSPF2 = 8.3)MFm | -14.5 | 48.2 | 15 | 1749.5 | 2969.57 | SWHC044 | SWHC044-04 | Ductless HVAC, Residential, Fuel Substitution | BD | Standard efficiency wall furnace (AFUE = 67%) and window AC (EER = 11), MFm, CZ03 |  | Mini-split or multi-split ductless HP, SEER2 >= 16.9 and HSPF2 >= 8.3, replacing window AC and wall furnace, NR, MFm, CZ03 | Standard efficiency wall furnace (AFUE = 67%) and window AC (EER = 11) | Standard efficiency wall furnace (AFUE = 67%) and window AC (EER = 11) | Standard Practice | None | NR | MFm | Ex | CZ03 | Cap-Tons | Res | Any | Any | SEER2-Rated DHP | SEER2 >= 16.9 | Window AC and Wall Furnace | DEER2014 | Any | DEER2020 | 2010-2012 | 0 | -14.5 | 48.2 | 0 | 0 | 0 | 298.41 | 921.66 | 1749.5 | 1383.57 | 1586 | 0 | 0 | 0 | None | HV-ResHP | 15 |  | 0 | 15 | 0 | 0 | 2340 | 287 | 0 | 0 | 0 | 0 | 2350 | 239 | DnDeemDI | FuelSubst-Default | 1 | 1 | 1 | 1 | Def-GSIA | 1 | 0 | DEER:HVAC_Eff_HP | Annual | 0 | 470.37 | 0 | 0 |  | 0 | [5 empty] | Standard | FALSE | ExAnte2024 | IOU workpaper | 0 | 925.91 | 2166.99 | 482.62 | 0.43 | 1.92 | 443.28 | 0 | 0 | 470.37 |  | 0 | 0 | 0 | 0 | 0 | 0 |  |  |  | dxHP_equip | SpaceHtg_eq | SpaceHtg_eq | spltHP-SEER-BA | GasFurnace | GasFurnace | HVAC | HeatCool | Any | E12SCG0018 |  | No | NA | None |  |  | Deem-WP-FuelSub | Mini-split or multi-split ductless HP, SEER2 >= 16.9 and HSPF2 >= 8.3, replacing window AC and wall furnace, NR | SWHC044-04 | SCE | 45292 |  | SWHC044-04-BD-NR-DnDeemDI-Res-MFm-Ex-Any-CZ03-FuelSubst-Default-Def-GSIA-Any-Any
141 | Ductless | Wall Furnace and Window AC | 16.9 SEER2 Ductless Mini-Split Heat Pump (HSPF2 = 8.3) | MFm | Wall Furnace and Window AC16.9 SEER2 Ductless Mini-Split Heat Pump (HSPF2 = 8.3)MFm | -14.5 | 48.2 | 15 | 1749.5 | 2969.57 | SWHC044 | SWHC044-04 | Ductless HVAC, Residential, Fuel Substitution | BD | Standard efficiency wall furnace (AFUE = 67%) and window AC (EER = 11), MFm, CZ03 |  | Mini-split or multi-split ductless HP, SEER2 >= 16.9 and HSPF2 >= 8.3, replacing window AC and wall furnace, NR, MFm, CZ03 | Standard efficiency wall furnace (AFUE = 67%) and window AC (EER = 11) | Standard efficiency wall furnace (AFUE = 67%) and window AC (EER = 11) | Standard Practice | None | NR | MFm | Ex | CZ03 | Cap-Tons | Res | Any | Any | SEER2-Rated DHP | SEER2 >= 16.9 | Window AC and Wall Furnace | DEER2014 | Any | DEER2020 | 2010-2012 | 0 | -14.5 | 48.2 | 0 | 0 | 0 | 298.41 | 921.66 | 1749.5 | 1383.57 | 1586 | 0 | 0 | 0 | None | HV-ResHP | 15 |  | 0 | 15 | 0 | 0 | 2340 | 287 | 0 | 0 | 0 | 0 | 2350 | 239 | DnDeemed | FuelSubst-Default | 1 | 1 | 1 | 1 | Def-GSIA | 1 | 0 | DEER:HVAC_Eff_HP | Annual | 0 | 470.37 | 0 | 0 |  | 0 | [5 empty] | Standard | FALSE | ExAnte2024 | IOU workpaper | 0 | 925.91 | 2166.99 | 482.62 | 0.43 | 1.92 | 443.28 | 0 | 0 | 470.37 |  | 0 | 0 | 0 | 0 | 0 | 0 |  |  |  | dxHP_equip | SpaceHtg_eq | SpaceHtg_eq | spltHP-SEER-BA | GasFurnace | GasFurnace | HVAC | HeatCool | Any | E12SCG0018 |  | No | NA | None |  |  | Deem-WP-FuelSub | Mini-split or multi-split ductless HP, SEER2 >= 16.9 and HSPF2 >= 8.3, replacing window AC and wall furnace, NR | SWHC044-04 | SCE | 45292 |  | SWHC044-04-BD-NR-DnDeemed-Res-MFm-Ex-Any-CZ03-FuelSubst-Default-Def-GSIA-Any-Any
142 | Ductless | Wall Furnace and Window AC | 16.9 SEER2 Ductless Mini-Split Heat Pump (HSPF2 = 8.3) | SFm | Wall Furnace and Window AC16.9 SEER2 Ductless Mini-Split Heat Pump (HSPF2 = 8.3)SFm | -136 | 64.3 | 15 | 1749.5 | 2969.57 | SWHC044 | SWHC044-04 | Ductless HVAC, Residential, Fuel Substitution | BD | Standard efficiency wall furnace (AFUE = 67%) and window AC (EER = 11), SFm, CZ03 |  | Mini-split or multi-split ductless HP, SEER2 >= 16.9 and HSPF2 >= 8.3, replacing window AC and wall furnace, NR, SFm, CZ03 | Standard efficiency wall furnace (AFUE = 67%) and window AC (EER = 11) | Standard efficiency wall furnace (AFUE = 67%) and window AC (EER = 11) | Standard Practice | None | NR | SFm | Ex | CZ03 | Cap-Tons | Res | Any | Any | SEER2-Rated DHP | SEER2 >= 16.9 | Window AC and Wall Furnace | DEER2014 | Any | DEER2020 | 2010-2012 | 0 | -136 | 64.3 | 0 | 0 | 0 | 298.41 | 921.66 | 1749.5 | 1383.57 | 1586 | 0 | 0 | 0 | None | HV-ResHP | 15 |  | 0 | 15 | 0 | 0 | 1910 | 120 | 0 | 0 | 0 | 0 | 2040 | 55.6 | DnDeemDI | FuelSubst-Default | 1 | 1 | 1 | 1 | Def-GSIA | 1 | 0 | DEER:HVAC_Eff_HP | Annual | 0 | 470.37 | 0 | 0 |  | 0 | [5 empty] | Standard | FALSE | ExAnte2024 | IOU workpaper | 0 | 1235.18 | 2269.65 | 585.28 | 0.54 | 2.11 | 649.9 | 0 | 0 | 470.37 |  | 0 | 0 | 0 | 0 | 0 | 0 |  |  |  | dxHP_equip | SpaceHtg_eq | SpaceHtg_eq | spltHP-SEER-BA | GasFurnace | GasFurnace | HVAC | HeatCool | Any | E12SCG0018 |  | No | NA | None |  |  | Deem-WP-FuelSub | Mini-split or multi-split ductless HP, SEER2 >= 16.9 and HSPF2 >= 8.3, replacing window AC and wall furnace, NR | SWHC044-04 | SCE | 45292 |  | SWHC044-04-BD-NR-DnDeemDI-Res-SFm-Ex-Any-CZ03-FuelSubst-Default-Def-GSIA-Any-Any
143 | Ductless | Wall Furnace and Window AC | 16.9 SEER2 Ductless Mini-Split Heat Pump (HSPF2 = 8.3) | SFm | Wall Furnace and Window AC16.9 SEER2 Ductless Mini-Split Heat Pump (HSPF2 = 8.3)SFm | -136 | 64.3 | 15 | 1749.5 | 2969.57 | SWHC044 | SWHC044-04 | Ductless HVAC, Residential, Fuel Substitution | BD | Standard efficiency wall furnace (AFUE = 67%) and window AC (EER = 11), SFm, CZ03 |  | Mini-split or multi-split ductless HP, SEER2 >= 16.9 and HSPF2 >= 8.3, replacing window AC and wall furnace, NR, SFm, CZ03 | Standard efficiency wall furnace (AFUE = 67%) and window AC (EER = 11) | Standard efficiency wall furnace (AFUE = 67%) and window AC (EER = 11) | Standard Practice | None | NR | SFm | Ex | CZ03 | Cap-Tons | Res | Any | Any | SEER2-Rated DHP | SEER2 >= 16.9 | Window AC and Wall Furnace | DEER2014 | Any | DEER2020 | 2010-2012 | 0 | -136 | 64.3 | 0 | 0 | 0 | 298.41 | 921.66 | 1749.5 | 1383.57 | 1586 | 0 | 0 | 0 | None | HV-ResHP | 15 |  | 0 | 15 | 0 | 0 | 1910 | 120 | 0 | 0 | 0 | 0 | 2040 | 55.6 | DnDeemed | FuelSubst-Default | 1 | 1 | 1 | 1 | Def-GSIA | 1 | 0 | DEER:HVAC_Eff_HP | Annual | 0 | 470.37 | 0 | 0 |  | 0 | [5 empty] | Standard | FALSE | ExAnte2024 | IOU workpaper | 0 | 1235.18 | 2269.65 | 585.28 | 0.54 | 2.11 | 649.9 | 0 | 0 | 470.37 |  | 0 | 0 | 0 | 0 | 0 | 0 |  |  |  | dxHP_equip | SpaceHtg_eq | SpaceHtg_eq | spltHP-SEER-BA | GasFurnace | GasFurnace | HVAC | HeatCool | Any | E12SCG0018 |  | No | NA | None |  |  | Deem-WP-FuelSub | Mini-split or multi-split ductless HP, SEER2 >= 16.9 and HSPF2 >= 8.3, replacing window AC and wall furnace, NR | SWHC044-04 | SCE | 45292 |  | SWHC044-04-BD-NR-DnDeemed-Res-SFm-Ex-Any-CZ03-FuelSubst-Default-Def-GSIA-Any-Any
144 | Ductless | Wall Furnace | 17.8 SEER2 Ductless Mini-Split Heat Pump (HSPF2 = 8.5) | MFm | Wall Furnace17.8 SEER2 Ductless Mini-Split Heat Pump (HSPF2 = 8.5)MFm | -338 | 53.8 | 15 | 2565.56 | 3065.84 | SWHC044 | SWHC044-04 | Ductless HVAC, Residential, Fuel Substitution | BF | Standard efficiency wall furnace (AFUE = 67%), MFm, CZ03 |  | Mini-split or multi-split ductless HP, SEER2 >= 17.8 and HSPF2 >= 8.5, replacing wall furnace, NR, MFm, CZ03 | Standard efficiency wall furnace (AFUE = 67%) | Standard efficiency wall furnace (AFUE = 67%) | Standard Practice | None | NR | MFm | Ex | CZ03 | Cap-Tons | Res | Any | Any | SEER2-Rated DHP | SEER2 >= 17.8 | Wall Furnace | DEER2014 | Any | DEER2020 | 2010-2012 | 0 | -338 | 53.8 | 0 | 0 | 0 | 114.6 | 385.68 | 2565.56 | 1383.57 | 1682.27 | 0 | 0 | 0 | None | HV-ResHP | 15 |  | 0 | 15 | 0 | 0 | 2010 | 293 | 0 | 0 | 0 | 0 | 2350 | 239 | DnDeemDI | FuelSubst-Default | 1 | 1 | 1 | 1 | Def-GSIA | 1 | 0 | DEER:HVAC_Eff_HP | Annual | 0 | 685.92 | 0 | 0 |  | 0 | [5 empty] | Standard | FALSE | ExAnte2024 | IOU workpaper | 0 | 1033.48 | 3441.56 | 971.51 | 0.3 | 1.06 | 61.97 | 0 | 0 | 685.92 |  | 0 | 0 | 0 | 0 | 0 | 0 |  |  |  | dxHP_equip | SpaceHtg_eq | SpaceHtg_eq | spltHP-SEER-BA | GasFurnace | GasFurnace | HVAC | HeatCool | Any | E12SCG0018 |  | No | NA | None |  |  | Deem-WP-FuelSub | Mini-split or multi-split ductless HP, SEER2 >= 17.8 and HSPF2 >= 8.5, replacing wall furnace, NR | SWHC044-04 | SCE | 45292 |  | SWHC044-04-BF-NR-DnDeemDI-Res-MFm-Ex-Any-CZ03-FuelSubst-Default-Def-GSIA-Any-Any
145 | Ductless | Wall Furnace | 17.8 SEER2 Ductless Mini-Split Heat Pump (HSPF2 = 8.5) | MFm | Wall Furnace17.8 SEER2 Ductless Mini-Split Heat Pump (HSPF2 = 8.5)MFm | -338 | 53.8 | 15 | 2565.56 | 3065.84 | SWHC044 | SWHC044-04 | Ductless HVAC, Residential, Fuel Substitution | BF | Standard efficiency wall furnace (AFUE = 67%), MFm, CZ03 |  | Mini-split or multi-split ductless HP, SEER2 >= 17.8 and HSPF2 >= 8.5, replacing wall furnace, NR, MFm, CZ03 | Standard efficiency wall furnace (AFUE = 67%) | Standard efficiency wall furnace (AFUE = 67%) | Standard Practice | None | NR | MFm | Ex | CZ03 | Cap-Tons | Res | Any | Any | SEER2-Rated DHP | SEER2 >= 17.8 | Wall Furnace | DEER2014 | Any | DEER2020 | 2010-2012 | 0 | -338 | 53.8 | 0 | 0 | 0 | 114.6 | 385.68 | 2565.56 | 1383.57 | 1682.27 | 0 | 0 | 0 | None | HV-ResHP | 15 |  | 0 | 15 | 0 | 0 | 2010 | 293 | 0 | 0 | 0 | 0 | 2350 | 239 | DnDeemed | FuelSubst-Default | 1 | 1 | 1 | 1 | Def-GSIA | 1 | 0 | DEER:HVAC_Eff_HP | Annual | 0 | 685.92 | 0 | 0 |  | 0 | [5 empty] | Standard | FALSE | ExAnte2024 | IOU workpaper | 0 | 1033.48 | 3441.56 | 971.51 | 0.3 | 1.06 | 61.97 | 0 | 0 | 685.92 |  | 0 | 0 | 0 | 0 | 0 | 0 |  |  |  | dxHP_equip | SpaceHtg_eq | SpaceHtg_eq | spltHP-SEER-BA | GasFurnace | GasFurnace | HVAC | HeatCool | Any | E12SCG0018 |  | No | NA | None |  |  | Deem-WP-FuelSub | Mini-split or multi-split ductless HP, SEER2 >= 17.8 and HSPF2 >= 8.5, replacing wall furnace, NR | SWHC044-04 | SCE | 45292 |  | SWHC044-04-BF-NR-DnDeemed-Res-MFm-Ex-Any-CZ03-FuelSubst-Default-Def-GSIA-Any-Any
146 | Ductless | Wall Furnace | 17.8 SEER2 Ductless Mini-Split Heat Pump (HSPF2 = 8.5) | SFm | Wall Furnace17.8 SEER2 Ductless Mini-Split Heat Pump (HSPF2 = 8.5)SFm | -353 | 64.2 | 15 | 2565.56 | 3065.84 | SWHC044 | SWHC044-04 | Ductless HVAC, Residential, Fuel Substitution | BF | Standard efficiency wall furnace (AFUE = 67%), SFm, CZ03 |  | Mini-split or multi-split ductless HP, SEER2 >= 17.8 and HSPF2 >= 8.5, replacing wall furnace, NR, SFm, CZ03 | Standard efficiency wall furnace (AFUE = 67%) | Standard efficiency wall furnace (AFUE = 67%) | Standard Practice | None | NR | SFm | Ex | CZ03 | Cap-Tons | Res | Any | Any | SEER2-Rated DHP | SEER2 >= 17.8 | Wall Furnace | DEER2014 | Any | DEER2020 | 2010-2012 | 0 | -353 | 64.2 | 0 | 0 | 0 | 114.6 | 385.68 | 2565.56 | 1383.57 | 1682.27 | 0 | 0 | 0 | None | HV-ResHP | 15 |  | 0 | 15 | 0 | 0 | 1680 | 120 | 0 | 0 | 0 | 0 | 2030 | 55.6 | DnDeemDI | FuelSubst-Default | 1 | 1 | 1 | 1 | Def-GSIA | 1 | 0 | DEER:HVAC_Eff_HP | Annual | 0 | 685.92 | 0 | 0 |  | 0 | [5 empty] | Standard | FALSE | ExAnte2024 | IOU workpaper | 0 | 1233.26 | 3454.24 | 984.19 | 0.36 | 1.25 | 249.07 | 0 | 0 | 685.92 |  | 0 | 0 | 0 | 0 | 0 | 0 |  |  |  | dxHP_equip | SpaceHtg_eq | SpaceHtg_eq | spltHP-SEER-BA | GasFurnace | GasFurnace | HVAC | HeatCool | Any | E12SCG0018 |  | No | NA | None |  |  | Deem-WP-FuelSub | Mini-split or multi-split ductless HP, SEER2 >= 17.8 and HSPF2 >= 8.5, replacing wall furnace, NR | SWHC044-04 | SCE | 45292 |  | SWHC044-04-BF-NR-DnDeemDI-Res-SFm-Ex-Any-CZ03-FuelSubst-Default-Def-GSIA-Any-Any
147 | Ductless | Wall Furnace | 17.8 SEER2 Ductless Mini-Split Heat Pump (HSPF2 = 8.5) | SFm | Wall Furnace17.8 SEER2 Ductless Mini-Split Heat Pump (HSPF2 = 8.5)SFm | -353 | 64.2 | 15 | 2565.56 | 3065.84 | SWHC044 | SWHC044-04 | Ductless HVAC, Residential, Fuel Substitution | BF | Standard efficiency wall furnace (AFUE = 67%), SFm, CZ03 |  | Mini-split or multi-split ductless HP, SEER2 >= 17.8 and HSPF2 >= 8.5, replacing wall furnace, NR, SFm, CZ03 | Standard efficiency wall furnace (AFUE = 67%) | Standard efficiency wall furnace (AFUE = 67%) | Standard Practice | None | NR | SFm | Ex | CZ03 | Cap-Tons | Res | Any | Any | SEER2-Rated DHP | SEER2 >= 17.8 | Wall Furnace | DEER2014 | Any | DEER2020 | 2010-2012 | 0 | -353 | 64.2 | 0 | 0 | 0 | 114.6 | 385.68 | 2565.56 | 1383.57 | 1682.27 | 0 | 0 | 0 | None | HV-ResHP | 15 |  | 0 | 15 | 0 | 0 | 1680 | 120 | 0 | 0 | 0 | 0 | 2030 | 55.6 | DnDeemed | FuelSubst-Default | 1 | 1 | 1 | 1 | Def-GSIA | 1 | 0 | DEER:HVAC_Eff_HP | Annual | 0 | 685.92 | 0 | 0 |  | 0 | [5 empty] | Standard | FALSE | ExAnte2024 | IOU workpaper | 0 | 1233.26 | 3454.24 | 984.19 | 0.36 | 1.25 | 249.07 | 0 | 0 | 685.92 |  | 0 | 0 | 0 | 0 | 0 | 0 |  |  |  | dxHP_equip | SpaceHtg_eq | SpaceHtg_eq | spltHP-SEER-BA | GasFurnace | GasFurnace | HVAC | HeatCool | Any | E12SCG0018 |  | No | NA | None |  |  | Deem-WP-FuelSub | Mini-split or multi-split ductless HP, SEER2 >= 17.8 and HSPF2 >= 8.5, replacing wall furnace, NR | SWHC044-04 | SCE | 45292 |  | SWHC044-04-BF-NR-DnDeemed-Res-SFm-Ex-Any-CZ03-FuelSubst-Default-Def-GSIA-Any-Any
148 | Ductless | Wall Furnace and Window AC | 17.8 SEER2 Ductless Mini-Split Heat Pump (HSPF2 = 8.5) | MFm | Wall Furnace and Window AC17.8 SEER2 Ductless Mini-Split Heat Pump (HSPF2 = 8.5)MFm | -6.01 | 48.2 | 15 | 1845.77 | 3065.84 | SWHC044 | SWHC044-04 | Ductless HVAC, Residential, Fuel Substitution | BH | Standard efficiency wall furnace (AFUE = 67%) and window AC (EER = 11), MFm, CZ03 |  | Mini-split or multi-split ductless HP, SEER2 >= 17.8 and HSPF2 >= 8.5, replacing window AC and wall furnace, NR, MFm, CZ03 | Standard efficiency wall furnace (AFUE = 67%) and window AC (EER = 11) | Standard efficiency wall furnace (AFUE = 67%) and window AC (EER = 11) | Standard Practice | None | NR | MFm | Ex | CZ03 | Cap-Tons | Res | Any | Any | SEER2-Rated DHP | SEER2 >= 17.8 | Window AC and Wall Furnace | DEER2014 | Any | DEER2020 | 2010-2012 | 0 | -6.01 | 48.2 | 0 | 0 | 0 | 298.41 | 921.66 | 1845.77 | 1383.57 | 1682.27 | 0 | 0 | 0 | None | HV-ResHP | 15 |  | 0 | 15 | 0 | 0 | 2340 | 287 | 0 | 0 | 0 | 0 | 2350 | 239 | DnDeemDI | FuelSubst-Default | 1 | 1 | 1 | 1 | Def-GSIA | 1 | 0 | DEER:HVAC_Eff_HP | Annual | 0 | 470.37 | 0 | 0 |  | 0 | [5 empty] | Standard | FALSE | ExAnte2024 | IOU workpaper | 0 | 925.91 | 2252.5 | 475.45 | 0.41 | 1.95 | 450.46 | 0 | 0 | 470.37 |  | 0 | 0 | 0 | 0 | 0 | 0 |  |  |  | dxHP_equip | SpaceHtg_eq | SpaceHtg_eq | spltHP-SEER-BA | GasFurnace | GasFurnace | HVAC | HeatCool | Any | E12SCG0018 |  | No | NA | None |  |  | Deem-WP-FuelSub | Mini-split or multi-split ductless HP, SEER2 >= 17.8 and HSPF2 >= 8.5, replacing window AC and wall furnace, NR | SWHC044-04 | SCE | 45292 |  | SWHC044-04-BH-NR-DnDeemDI-Res-MFm-Ex-Any-CZ03-FuelSubst-Default-Def-GSIA-Any-Any
149 | Ductless | Wall Furnace and Window AC | 17.8 SEER2 Ductless Mini-Split Heat Pump (HSPF2 = 8.5) | MFm | Wall Furnace and Window AC17.8 SEER2 Ductless Mini-Split Heat Pump (HSPF2 = 8.5)MFm | -6.01 | 48.2 | 15 | 1845.77 | 3065.84 | SWHC044 | SWHC044-04 | Ductless HVAC, Residential, Fuel Substitution | BH | Standard efficiency wall furnace (AFUE = 67%) and window AC (EER = 11), MFm, CZ03 |  | Mini-split or multi-split ductless HP, SEER2 >= 17.8 and HSPF2 >= 8.5, replacing window AC and wall furnace, NR, MFm, CZ03 | Standard efficiency wall furnace (AFUE = 67%) and window AC (EER = 11) | Standard efficiency wall furnace (AFUE = 67%) and window AC (EER = 11) | Standard Practice | None | NR | MFm | Ex | CZ03 | Cap-Tons | Res | Any | Any | SEER2-Rated DHP | SEER2 >= 17.8 | Window AC and Wall Furnace | DEER2014 | Any | DEER2020 | 2010-2012 | 0 | -6.01 | 48.2 | 0 | 0 | 0 | 298.41 | 921.66 | 1845.77 | 1383.57 | 1682.27 | 0 | 0 | 0 | None | HV-ResHP | 15 |  | 0 | 15 | 0 | 0 | 2340 | 287 | 0 | 0 | 0 | 0 | 2350 | 239 | DnDeemed | FuelSubst-Default | 1 | 1 | 1 | 1 | Def-GSIA | 1 | 0 | DEER:HVAC_Eff_HP | Annual | 0 | 470.37 | 0 | 0 |  | 0 | [5 empty] | Standard | FALSE | ExAnte2024 | IOU workpaper | 0 | 925.91 | 2252.5 | 475.45 | 0.41 | 1.95 | 450.46 | 0 | 0 | 470.37 |  | 0 | 0 | 0 | 0 | 0 | 0 |  |  |  | dxHP_equip | SpaceHtg_eq | SpaceHtg_eq | spltHP-SEER-BA | GasFurnace | GasFurnace | HVAC | HeatCool | Any | E12SCG0018 |  | No | NA | None |  |  | Deem-WP-FuelSub | Mini-split or multi-split ductless HP, SEER2 >= 17.8 and HSPF2 >= 8.5, replacing window AC and wall furnace, NR | SWHC044-04 | SCE | 45292 |  | SWHC044-04-BH-NR-DnDeemed-Res-MFm-Ex-Any-CZ03-FuelSubst-Default-Def-GSIA-Any-Any
150 | Ductless | Wall Furnace and Window AC | 17.8 SEER2 Ductless Mini-Split Heat Pump (HSPF2 = 8.5) | SFm | Wall Furnace and Window AC17.8 SEER2 Ductless Mini-Split Heat Pump (HSPF2 = 8.5)SFm | -126 | 64.3 | 15 | 1845.77 | 3065.84 | SWHC044 | SWHC044-04 | Ductless HVAC, Residential, Fuel Substitution | BH | Standard efficiency wall furnace (AFUE = 67%) and window AC (EER = 11), SFm, CZ03 |  | Mini-split or multi-split ductless HP, SEER2 >= 17.8 and HSPF2 >= 8.5, replacing window AC and wall furnace, NR, SFm, CZ03 | Standard efficiency wall furnace (AFUE = 67%) and window AC (EER = 11) | Standard efficiency wall furnace (AFUE = 67%) and window AC (EER = 11) | Standard Practice | None | NR | SFm | Ex | CZ03 | Cap-Tons | Res | Any | Any | SEER2-Rated DHP | SEER2 >= 17.8 | Window AC and Wall Furnace | DEER2014 | Any | DEER2020 | 2010-2012 | 0 | -126 | 64.3 | 0 | 0 | 0 | 298.41 | 921.66 | 1845.77 | 1383.57 | 1682.27 | 0 | 0 | 0 | None | HV-ResHP | 15 |  | 0 | 15 | 0 | 0 | 1910 | 120 | 0 | 0 | 0 | 0 | 2030 | 55.6 | DnDeemDI | FuelSubst-Default | 1 | 1 | 1 | 1 | Def-GSIA | 1 | 0 | DEER:HVAC_Eff_HP | Annual | 0 | 470.37 | 0 | 0 |  | 0 | [5 empty] | Standard | FALSE | ExAnte2024 | IOU workpaper | 0 | 1235.18 | 2353.89 | 576.83 | 0.52 | 2.14 | 658.35 | 0 | 0 | 470.37 |  | 0 | 0 | 0 | 0 | 0 | 0 |  |  |  | dxHP_equip | SpaceHtg_eq | SpaceHtg_eq | spltHP-SEER-BA | GasFurnace | GasFurnace | HVAC | HeatCool | Any | E12SCG0018 |  | No | NA | None |  |  | Deem-WP-FuelSub | Mini-split or multi-split ductless HP, SEER2 >= 17.8 and HSPF2 >= 8.5, replacing window AC and wall furnace, NR | SWHC044-04 | SCE | 45292 |  | SWHC044-04-BH-NR-DnDeemDI-Res-SFm-Ex-Any-CZ03-FuelSubst-Default-Def-GSIA-Any-Any
151 | Ductless | Wall Furnace and Window AC | 17.8 SEER2 Ductless Mini-Split Heat Pump (HSPF2 = 8.5) | SFm | Wall Furnace and Window AC17.8 SEER2 Ductless Mini-Split Heat Pump (HSPF2 = 8.5)SFm | -126 | 64.3 | 15 | 1845.77 | 3065.84 | SWHC044 | SWHC044-04 | Ductless HVAC, Residential, Fuel Substitution | BH | Standard efficiency wall furnace (AFUE = 67%) and window AC (EER = 11), SFm, CZ03 |  | Mini-split or multi-split ductless HP, SEER2 >= 17.8 and HSPF2 >= 8.5, replacing window AC and wall furnace, NR, SFm, CZ03 | Standard efficiency wall furnace (AFUE = 67%) and window AC (EER = 11) | Standard efficiency wall furnace (AFUE = 67%) and window AC (EER = 11) | Standard Practice | None | NR | SFm | Ex | CZ03 | Cap-Tons | Res | Any | Any | SEER2-Rated DHP | SEER2 >= 17.8 | Window AC and Wall Furnace | DEER2014 | Any | DEER2020 | 2010-2012 | 0 | -126 | 64.3 | 0 | 0 | 0 | 298.41 | 921.66 | 1845.77 | 1383.57 | 1682.27 | 0 | 0 | 0 | None | HV-ResHP | 15 |  | 0 | 15 | 0 | 0 | 1910 | 120 | 0 | 0 | 0 | 0 | 2030 | 55.6 | DnDeemed | FuelSubst-Default | 1 | 1 | 1 | 1 | Def-GSIA | 1 | 0 | DEER:HVAC_Eff_HP | Annual | 0 | 470.37 | 0 | 0 |  | 0 | [5 empty] | Standard | FALSE | ExAnte2024 | IOU workpaper | 0 | 1235.18 | 2353.89 | 576.83 | 0.52 | 2.14 | 658.35 | 0 | 0 | 470.37 |  | 0 | 0 | 0 | 0 | 0 | 0 |  |  |  | dxHP_equip | SpaceHtg_eq | SpaceHtg_eq | spltHP-SEER-BA | GasFurnace | GasFurnace | HVAC | HeatCool | Any | E12SCG0018 |  | No | NA | None |  |  | Deem-WP-FuelSub | Mini-split or multi-split ductless HP, SEER2 >= 17.8 and HSPF2 >= 8.5, replacing window AC and wall furnace, NR | SWHC044-04 | SCE | 45292 |  | SWHC044-04-BH-NR-DnDeemed-Res-SFm-Ex-Any-CZ03-FuelSubst-Default-Def-GSIA-Any-Any
152 | Ductless | Wall Furnace | 18.7 SEER2 Ductless Mini-Split Heat Pump (HSPF2 = 8.7) | MFm | Wall Furnace18.7 SEER2 Ductless Mini-Split Heat Pump (HSPF2 = 8.7)MFm | -328 | 53.8 | 15 | 2661.82 | 3162.1 | SWHC044 | SWHC044-04 | Ductless HVAC, Residential, Fuel Substitution | BJ | Standard efficiency wall furnace (AFUE = 67%), MFm, CZ03 |  | Mini-split or multi-split ductless HP, SEER2 >= 18.7 and HSPF2 >= 8.7, replacing wall furnace, NR, MFm, CZ03 | Standard efficiency wall furnace (AFUE = 67%) | Standard efficiency wall furnace (AFUE = 67%) | Standard Practice | None | NR | MFm | Ex | CZ03 | Cap-Tons | Res | Any | Any | SEER2-Rated DHP | SEER2 >= 18.7 | Wall Furnace | DEER2014 | Any | DEER2020 | 2010-2012 | 0 | -328 | 53.8 | 0 | 0 | 0 | 114.6 | 385.68 | 2661.82 | 1383.57 | 1778.53 | 0 | 0 | 0 | None | HV-ResHP | 15 |  | 0 | 15 | 0 | 0 | 2010 | 293 | 0 | 0 | 0 | 0 | 2340 | 239 | DnDeemDI | FuelSubst-Default | 1 | 1 | 1 | 1 | Def-GSIA | 1 | 0 | DEER:HVAC_Eff_HP | Annual | 0 | 685.92 | 0 | 0 |  | 0 | [5 empty] | Standard | FALSE | ExAnte2024 | IOU workpaper | 0 | 1033.48 | 3525.79 | 963.06 | 0.29 | 1.07 | 70.42 | 0 | 0 | 685.92 |  | 0 | 0 | 0 | 0 | 0 | 0 |  |  |  | dxHP_equip | SpaceHtg_eq | SpaceHtg_eq | spltHP-SEER-BA | GasFurnace | GasFurnace | HVAC | HeatCool | Any | E12SCG0018 |  | No | NA | None |  |  | Deem-WP-FuelSub | Mini-split or multi-split ductless HP, SEER2 >= 18.7 and HSPF2 >= 8.7, replacing wall furnace, NR | SWHC044-04 | SCE | 45292 |  | SWHC044-04-BJ-NR-DnDeemDI-Res-MFm-Ex-Any-CZ03-FuelSubst-Default-Def-GSIA-Any-Any
153 | Ductless | Wall Furnace | 18.7 SEER2 Ductless Mini-Split Heat Pump (HSPF2 = 8.7) | MFm | Wall Furnace18.7 SEER2 Ductless Mini-Split Heat Pump (HSPF2 = 8.7)MFm | -328 | 53.8 | 15 | 2661.82 | 3162.1 | SWHC044 | SWHC044-04 | Ductless HVAC, Residential, Fuel Substitution | BJ | Standard efficiency wall furnace (AFUE = 67%), MFm, CZ03 |  | Mini-split or multi-split ductless HP, SEER2 >= 18.7 and HSPF2 >= 8.7, replacing wall furnace, NR, MFm, CZ03 | Standard efficiency wall furnace (AFUE = 67%) | Standard efficiency wall furnace (AFUE = 67%) | Standard Practice | None | NR | MFm | Ex | CZ03 | Cap-Tons | Res | Any | Any | SEER2-Rated DHP | SEER2 >= 18.7 | Wall Furnace | DEER2014 | Any | DEER2020 | 2010-2012 | 0 | -328 | 53.8 | 0 | 0 | 0 | 114.6 | 385.68 | 2661.82 | 1383.57 | 1778.53 | 0 | 0 | 0 | None | HV-ResHP | 15 |  | 0 | 15 | 0 | 0 | 2010 | 293 | 0 | 0 | 0 | 0 | 2340 | 239 | DnDeemed | FuelSubst-Default | 1 | 1 | 1 | 1 | Def-GSIA | 1 | 0 | DEER:HVAC_Eff_HP | Annual | 0 | 685.92 | 0 | 0 |  | 0 | [5 empty] | Standard | FALSE | ExAnte2024 | IOU workpaper | 0 | 1033.48 | 3525.79 | 963.06 | 0.29 | 1.07 | 70.42 | 0 | 0 | 685.92 |  | 0 | 0 | 0 | 0 | 0 | 0 |  |  |  | dxHP_equip | SpaceHtg_eq | SpaceHtg_eq | spltHP-SEER-BA | GasFurnace | GasFurnace | HVAC | HeatCool | Any | E12SCG0018 |  | No | NA | None |  |  | Deem-WP-FuelSub | Mini-split or multi-split ductless HP, SEER2 >= 18.7 and HSPF2 >= 8.7, replacing wall furnace, NR | SWHC044-04 | SCE | 45292 |  | SWHC044-04-BJ-NR-DnDeemed-Res-MFm-Ex-Any-CZ03-FuelSubst-Default-Def-GSIA-Any-Any
154 | Ductless | Wall Furnace | 18.7 SEER2 Ductless Mini-Split Heat Pump (HSPF2 = 8.7) | SFm | Wall Furnace18.7 SEER2 Ductless Mini-Split Heat Pump (HSPF2 = 8.7)SFm | -341 | 64.2 | 15 | 2661.82 | 3162.1 | SWHC044 | SWHC044-04 | Ductless HVAC, Residential, Fuel Substitution | BJ | Standard efficiency wall furnace (AFUE = 67%), SFm, CZ03 |  | Mini-split or multi-split ductless HP, SEER2 >= 18.7 and HSPF2 >= 8.7, replacing wall furnace, NR, SFm, CZ03 | Standard efficiency wall furnace (AFUE = 67%) | Standard efficiency wall furnace (AFUE = 67%) | Standard Practice | None | NR | SFm | Ex | CZ03 | Cap-Tons | Res | Any | Any | SEER2-Rated DHP | SEER2 >= 18.7 | Wall Furnace | DEER2014 | Any | DEER2020 | 2010-2012 | 0 | -341 | 64.2 | 0 | 0 | 0 | 114.6 | 385.68 | 2661.82 | 1383.57 | 1778.53 | 0 | 0 | 0 | None | HV-ResHP | 15 |  | 0 | 15 | 0 | 0 | 1680 | 120 | 0 | 0 | 0 | 0 | 2020 | 55.6 | DnDeemDI | FuelSubst-Default | 1 | 1 | 1 | 1 | Def-GSIA | 1 | 0 | DEER:HVAC_Eff_HP | Annual | 0 | 685.92 | 0 | 0 |  | 0 | [5 empty] | Standard | FALSE | ExAnte2024 | IOU workpaper | 0 | 1233.26 | 3536.77 | 974.05 | 0.35 | 1.27 | 259.21 | 0 | 0 | 685.92 |  | 0 | 0 | 0 | 0 | 0 | 0 |  |  |  | dxHP_equip | SpaceHtg_eq | SpaceHtg_eq | spltHP-SEER-BA | GasFurnace | GasFurnace | HVAC | HeatCool | Any | E12SCG0018 |  | No | NA | None |  |  | Deem-WP-FuelSub | Mini-split or multi-split ductless HP, SEER2 >= 18.7 and HSPF2 >= 8.7, replacing wall furnace, NR | SWHC044-04 | SCE | 45292 |  | SWHC044-04-BJ-NR-DnDeemDI-Res-SFm-Ex-Any-CZ03-FuelSubst-Default-Def-GSIA-Any-Any
155 | Ductless | Wall Furnace | 18.7 SEER2 Ductless Mini-Split Heat Pump (HSPF2 = 8.7) | SFm | Wall Furnace18.7 SEER2 Ductless Mini-Split Heat Pump (HSPF2 = 8.7)SFm | -341 | 64.2 | 15 | 2661.82 | 3162.1 | SWHC044 | SWHC044-04 | Ductless HVAC, Residential, Fuel Substitution | BJ | Standard efficiency wall furnace (AFUE = 67%), SFm, CZ03 |  | Mini-split or multi-split ductless HP, SEER2 >= 18.7 and HSPF2 >= 8.7, replacing wall furnace, NR, SFm, CZ03 | Standard efficiency wall furnace (AFUE = 67%) | Standard efficiency wall furnace (AFUE = 67%) | Standard Practice | None | NR | SFm | Ex | CZ03 | Cap-Tons | Res | Any | Any | SEER2-Rated DHP | SEER2 >= 18.7 | Wall Furnace | DEER2014 | Any | DEER2020 | 2010-2012 | 0 | -341 | 64.2 | 0 | 0 | 0 | 114.6 | 385.68 | 2661.82 | 1383.57 | 1778.53 | 0 | 0 | 0 | None | HV-ResHP | 15 |  | 0 | 15 | 0 | 0 | 1680 | 120 | 0 | 0 | 0 | 0 | 2020 | 55.6 | DnDeemed | FuelSubst-Default | 1 | 1 | 1 | 1 | Def-GSIA | 1 | 0 | DEER:HVAC_Eff_HP | Annual | 0 | 685.92 | 0 | 0 |  | 0 | [5 empty] | Standard | FALSE | ExAnte2024 | IOU workpaper | 0 | 1233.26 | 3536.77 | 974.05 | 0.35 | 1.27 | 259.21 | 0 | 0 | 685.92 |  | 0 | 0 | 0 | 0 | 0 | 0 |  |  |  | dxHP_equip | SpaceHtg_eq | SpaceHtg_eq | spltHP-SEER-BA | GasFurnace | GasFurnace | HVAC | HeatCool | Any | E12SCG0018 |  | No | NA | None |  |  | Deem-WP-FuelSub | Mini-split or multi-split ductless HP, SEER2 >= 18.7 and HSPF2 >= 8.7, replacing wall furnace, NR | SWHC044-04 | SCE | 45292 |  | SWHC044-04-BJ-NR-DnDeemed-Res-SFm-Ex-Any-CZ03-FuelSubst-Default-Def-GSIA-Any-Any
156 | Ductless | Wall Furnace and Window AC | 18.7 SEER2 Ductless Mini-Split Heat Pump (HSPF2 = 8.7) | MFm | Wall Furnace and Window AC18.7 SEER2 Ductless Mini-Split Heat Pump (HSPF2 = 8.7)MFm | 3.79 | 48.2 | 15 | 1942.03 | 3162.1 | SWHC044 | SWHC044-04 | Ductless HVAC, Residential, Fuel Substitution | BL | Standard efficiency wall furnace (AFUE = 67%) and window AC (EER = 11), MFm, CZ03 |  | Mini-split or multi-split ductless HP, SEER2 >= 18.7 and HSPF2 >= 8.7, replacing window AC and wall furnace, NR, MFm, CZ03 | Standard efficiency wall furnace (AFUE = 67%) and window AC (EER = 11) | Standard efficiency wall furnace (AFUE = 67%) and window AC (EER = 11) | Standard Practice | None | NR | MFm | Ex | CZ03 | Cap-Tons | Res | Any | Any | SEER2-Rated DHP | SEER2 >= 18.7 | Window AC and Wall Furnace | DEER2014 | Any | DEER2020 | 2010-2012 | 0 | 3.79 | 48.2 | 0 | 0 | 0 | 298.41 | 921.66 | 1942.03 | 1383.57 | 1778.53 | 0 | 0 | 0 | None | HV-ResHP | 15 |  | 0 | 15 | 0 | 0 | 2340 | 287 | 0 | 0 | 0 | 0 | 2340 | 239 | DnDeemDI | FuelSubst-Default | 1 | 1 | 1 | 1 | Def-GSIA | 1 | 0 | DEER:HVAC_Eff_HP | Annual | 0 | 470.37 | 0 | 0 |  | 0 | [5 empty] | Standard | FALSE | ExAnte2024 | IOU workpaper | 3.2 | 925.91 | 2340.1 | 470.37 | 0.4 | 1.98 | 458.74 | 0 | 0 | 470.37 |  | 0 | 0 | 0 | 0 | 0 | 0 |  |  |  | dxHP_equip | SpaceHtg_eq | SpaceHtg_eq | spltHP-SEER-BA | GasFurnace | GasFurnace | HVAC | HeatCool | Any | E12SCG0018 |  | No | NA | None |  |  | Deem-WP-FuelSub | Mini-split or multi-split ductless HP, SEER2 >= 18.7 and HSPF2 >= 8.7, replacing window AC and wall furnace, NR | SWHC044-04 | SCE | 45292 |  | SWHC044-04-BL-NR-DnDeemDI-Res-MFm-Ex-Any-CZ03-FuelSubst-Default-Def-GSIA-Any-Any
157 | Ductless | Wall Furnace and Window AC | 18.7 SEER2 Ductless Mini-Split Heat Pump (HSPF2 = 8.7) | MFm | Wall Furnace and Window AC18.7 SEER2 Ductless Mini-Split Heat Pump (HSPF2 = 8.7)MFm | 3.79 | 48.2 | 15 | 1942.03 | 3162.1 | SWHC044 | SWHC044-04 | Ductless HVAC, Residential, Fuel Substitution | BL | Standard efficiency wall furnace (AFUE = 67%) and window AC (EER = 11), MFm, CZ03 |  | Mini-split or multi-split ductless HP, SEER2 >= 18.7 and HSPF2 >= 8.7, replacing window AC and wall furnace, NR, MFm, CZ03 | Standard efficiency wall furnace (AFUE = 67%) and window AC (EER = 11) | Standard efficiency wall furnace (AFUE = 67%) and window AC (EER = 11) | Standard Practice | None | NR | MFm | Ex | CZ03 | Cap-Tons | Res | Any | Any | SEER2-Rated DHP | SEER2 >= 18.7 | Window AC and Wall Furnace | DEER2014 | Any | DEER2020 | 2010-2012 | 0 | 3.79 | 48.2 | 0 | 0 | 0 | 298.41 | 921.66 | 1942.03 | 1383.57 | 1778.53 | 0 | 0 | 0 | None | HV-ResHP | 15 |  | 0 | 15 | 0 | 0 | 2340 | 287 | 0 | 0 | 0 | 0 | 2340 | 239 | DnDeemed | FuelSubst-Default | 1 | 1 | 1 | 1 | Def-GSIA | 1 | 0 | DEER:HVAC_Eff_HP | Annual | 0 | 470.37 | 0 | 0 |  | 0 | [5 empty] | Standard | FALSE | ExAnte2024 | IOU workpaper | 3.2 | 925.91 | 2340.1 | 470.37 | 0.4 | 1.98 | 458.74 | 0 | 0 | 470.37 |  | 0 | 0 | 0 | 0 | 0 | 0 |  |  |  | dxHP_equip | SpaceHtg_eq | SpaceHtg_eq | spltHP-SEER-BA | GasFurnace | GasFurnace | HVAC | HeatCool | Any | E12SCG0018 |  | No | NA | None |  |  | Deem-WP-FuelSub | Mini-split or multi-split ductless HP, SEER2 >= 18.7 and HSPF2 >= 8.7, replacing window AC and wall furnace, NR | SWHC044-04 | SCE | 45292 |  | SWHC044-04-BL-NR-DnDeemed-Res-MFm-Ex-Any-CZ03-FuelSubst-Default-Def-GSIA-Any-Any
158 | Ductless | Wall Furnace and Window AC | 18.7 SEER2 Ductless Mini-Split Heat Pump (HSPF2 = 8.7) | SFm | Wall Furnace and Window AC18.7 SEER2 Ductless Mini-Split Heat Pump (HSPF2 = 8.7)SFm | -113 | 64.3 | 15 | 1942.03 | 3162.1 | SWHC044 | SWHC044-04 | Ductless HVAC, Residential, Fuel Substitution | BL | Standard efficiency wall furnace (AFUE = 67%) and window AC (EER = 11), SFm, CZ03 |  | Mini-split or multi-split ductless HP, SEER2 >= 18.7 and HSPF2 >= 8.7, replacing window AC and wall furnace, NR, SFm, CZ03 | Standard efficiency wall furnace (AFUE = 67%) and window AC (EER = 11) | Standard efficiency wall furnace (AFUE = 67%) and window AC (EER = 11) | Standard Practice | None | NR | SFm | Ex | CZ03 | Cap-Tons | Res | Any | Any | SEER2-Rated DHP | SEER2 >= 18.7 | Window AC and Wall Furnace | DEER2014 | Any | DEER2020 | 2010-2012 | 0 | -113 | 64.3 | 0 | 0 | 0 | 298.41 | 921.66 | 1942.03 | 1383.57 | 1778.53 | 0 | 0 | 0 | None | HV-ResHP | 15 |  | 0 | 15 | 0 | 0 | 1910 | 120 | 0 | 0 | 0 | 0 | 2020 | 55.6 | DnDeemDI | FuelSubst-Default | 1 | 1 | 1 | 1 | Def-GSIA | 1 | 0 | DEER:HVAC_Eff_HP | Annual | 0 | 470.37 | 0 | 0 |  | 0 | [5 empty] | Standard | FALSE | ExAnte2024 | IOU workpaper | 0 | 1235.18 | 2435.58 | 565.85 | 0.51 | 2.18 | 669.33 | 0 | 0 | 470.37 |  | 0 | 0 | 0 | 0 | 0 | 0 |  |  |  | dxHP_equip | SpaceHtg_eq | SpaceHtg_eq | spltHP-SEER-BA | GasFurnace | GasFurnace | HVAC | HeatCool | Any | E12SCG0018 |  | No | NA | None |  |  | Deem-WP-FuelSub | Mini-split or multi-split ductless HP, SEER2 >= 18.7 and HSPF2 >= 8.7, replacing window AC and wall furnace, NR | SWHC044-04 | SCE | 45292 |  | SWHC044-04-BL-NR-DnDeemDI-Res-SFm-Ex-Any-CZ03-FuelSubst-Default-Def-GSIA-Any-Any
159 | Ductless | Wall Furnace and Window AC | 18.7 SEER2 Ductless Mini-Split Heat Pump (HSPF2 = 8.7) | SFm | Wall Furnace and Window AC18.7 SEER2 Ductless Mini-Split Heat Pump (HSPF2 = 8.7)SFm | -113 | 64.3 | 15 | 1942.03 | 3162.1 | SWHC044 | SWHC044-04 | Ductless HVAC, Residential, Fuel Substitution | BL | Standard efficiency wall furnace (AFUE = 67%) and window AC (EER = 11), SFm, CZ03 |  | Mini-split or multi-split ductless HP, SEER2 >= 18.7 and HSPF2 >= 8.7, replacing window AC and wall furnace, NR, SFm, CZ03 | Standard efficiency wall furnace (AFUE = 67%) and window AC (EER = 11) | Standard efficiency wall furnace (AFUE = 67%) and window AC (EER = 11) | Standard Practice | None | NR | SFm | Ex | CZ03 | Cap-Tons | Res | Any | Any | SEER2-Rated DHP | SEER2 >= 18.7 | Window AC and Wall Furnace | DEER2014 | Any | DEER2020 | 2010-2012 | 0 | -113 | 64.3 | 0 | 0 | 0 | 298.41 | 921.66 | 1942.03 | 1383.57 | 1778.53 | 0 | 0 | 0 | None | HV-ResHP | 15 |  | 0 | 15 | 0 | 0 | 1910 | 120 | 0 | 0 | 0 | 0 | 2020 | 55.6 | DnDeemed | FuelSubst-Default | 1 | 1 | 1 | 1 | Def-GSIA | 1 | 0 | DEER:HVAC_Eff_HP | Annual | 0 | 470.37 | 0 | 0 |  | 0 | [5 empty] | Standard | FALSE | ExAnte2024 | IOU workpaper | 0 | 1235.18 | 2435.58 | 565.85 | 0.51 | 2.18 | 669.33 | 0 | 0 | 470.37 |  | 0 | 0 | 0 | 0 | 0 | 0 |  |  |  | dxHP_equip | SpaceHtg_eq | SpaceHtg_eq | spltHP-SEER-BA | GasFurnace | GasFurnace | HVAC | HeatCool | Any | E12SCG0018 |  | No | NA | None |  |  | Deem-WP-FuelSub | Mini-split or multi-split ductless HP, SEER2 >= 18.7 and HSPF2 >= 8.7, replacing window AC and wall furnace, NR | SWHC044-04 | SCE | 45292 |  | SWHC044-04-BL-NR-DnDeemed-Res-SFm-Ex-Any-CZ03-FuelSubst-Default-Def-GSIA-Any-Any
160 | Ductless | Wall Furnace | 19.6 SEER2 Ductless Mini-Split Heat Pump (HSPF2 = 8.9) | MFm | Wall Furnace19.6 SEER2 Ductless Mini-Split Heat Pump (HSPF2 = 8.9)MFm | -320 | 53.8 | 15 | 2758.09 | 3258.37 | SWHC044 | SWHC044-04 | Ductless HVAC, Residential, Fuel Substitution | BN | Standard efficiency wall furnace (AFUE = 67%), MFm, CZ03 |  | Mini-split or multi-split ductless HP, SEER2 >= 19.6 and HSPF2 >= 8.9, replacing wall furnace, NR, MFm, CZ03 | Standard efficiency wall furnace (AFUE = 67%) | Standard efficiency wall furnace (AFUE = 67%) | Standard Practice | None | NR | MFm | Ex | CZ03 | Cap-Tons | Res | Any | Any | SEER2-Rated DHP | SEER2 >= 19.6 | Wall Furnace | DEER2014 | Any | DEER2020 | 2010-2012 | 0 | -320 | 53.8 | 0 | 0 | 0 | 114.6 | 385.68 | 2758.09 | 1383.57 | 1874.8 | 0 | 0 | 0 | None | HV-ResHP | 15 |  | 0 | 15 | 0 | 0 | 2010 | 293 | 0 | 0 | 0 | 0 | 2330 | 239 | DnDeemDI | FuelSubst-Default | 1 | 1 | 1 | 1 | Def-GSIA | 1 | 0 | DEER:HVAC_Eff_HP | Annual | 0 | 685.92 | 0 | 0 |  | 0 | [5 empty] | Standard | FALSE | ExAnte2024 | IOU workpaper | 0 | 1033.48 | 3611.72 | 956.3 | 0.29 | 1.08 | 77.18 | 0 | 0 | 685.92 |  | 0 | 0 | 0 | 0 | 0 | 0 |  |  |  | dxHP_equip | SpaceHtg_eq | SpaceHtg_eq | spltHP-SEER-BA | GasFurnace | GasFurnace | HVAC | HeatCool | Any | E12SCG0018 |  | No | NA | None |  |  | Deem-WP-FuelSub | Mini-split or multi-split ductless HP, SEER2 >= 19.6 and HSPF2 >= 8.9, replacing wall furnace, NR | SWHC044-04 | SCE | 45292 |  | SWHC044-04-BN-NR-DnDeemDI-Res-MFm-Ex-Any-CZ03-FuelSubst-Default-Def-GSIA-Any-Any
161 | Ductless | Wall Furnace | 19.6 SEER2 Ductless Mini-Split Heat Pump (HSPF2 = 8.9) | MFm | Wall Furnace19.6 SEER2 Ductless Mini-Split Heat Pump (HSPF2 = 8.9)MFm | -320 | 53.8 | 15 | 2758.09 | 3258.37 | SWHC044 | SWHC044-04 | Ductless HVAC, Residential, Fuel Substitution | BN | Standard efficiency wall furnace (AFUE = 67%), MFm, CZ03 |  | Mini-split or multi-split ductless HP, SEER2 >= 19.6 and HSPF2 >= 8.9, replacing wall furnace, NR, MFm, CZ03 | Standard efficiency wall furnace (AFUE = 67%) | Standard efficiency wall furnace (AFUE = 67%) | Standard Practice | None | NR | MFm | Ex | CZ03 | Cap-Tons | Res | Any | Any | SEER2-Rated DHP | SEER2 >= 19.6 | Wall Furnace | DEER2014 | Any | DEER2020 | 2010-2012 | 0 | -320 | 53.8 | 0 | 0 | 0 | 114.6 | 385.68 | 2758.09 | 1383.57 | 1874.8 | 0 | 0 | 0 | None | HV-ResHP | 15 |  | 0 | 15 | 0 | 0 | 2010 | 293 | 0 | 0 | 0 | 0 | 2330 | 239 | DnDeemed | FuelSubst-Default | 1 | 1 | 1 | 1 | Def-GSIA | 1 | 0 | DEER:HVAC_Eff_HP | Annual | 0 | 685.92 | 0 | 0 |  | 0 | [5 empty] | Standard | FALSE | ExAnte2024 | IOU workpaper | 0 | 1033.48 | 3611.72 | 956.3 | 0.29 | 1.08 | 77.18 | 0 | 0 | 685.92 |  | 0 | 0 | 0 | 0 | 0 | 0 |  |  |  | dxHP_equip | SpaceHtg_eq | SpaceHtg_eq | spltHP-SEER-BA | GasFurnace | GasFurnace | HVAC | HeatCool | Any | E12SCG0018 |  | No | NA | None |  |  | Deem-WP-FuelSub | Mini-split or multi-split ductless HP, SEER2 >= 19.6 and HSPF2 >= 8.9, replacing wall furnace, NR | SWHC044-04 | SCE | 45292 |  | SWHC044-04-BN-NR-DnDeemed-Res-MFm-Ex-Any-CZ03-FuelSubst-Default-Def-GSIA-Any-Any
162 | Ductless | Wall Furnace | 19.6 SEER2 Ductless Mini-Split Heat Pump (HSPF2 = 8.9) | SFm | Wall Furnace19.6 SEER2 Ductless Mini-Split Heat Pump (HSPF2 = 8.9)SFm | -329 | 64.2 | 15 | 2758.09 | 3258.37 | SWHC044 | SWHC044-04 | Ductless HVAC, Residential, Fuel Substitution | BN | Standard efficiency wall furnace (AFUE = 67%), SFm, CZ03 |  | Mini-split or multi-split ductless HP, SEER2 >= 19.6 and HSPF2 >= 8.9, replacing wall furnace, NR, SFm, CZ03 | Standard efficiency wall furnace (AFUE = 67%) | Standard efficiency wall furnace (AFUE = 67%) | Standard Practice | None | NR | SFm | Ex | CZ03 | Cap-Tons | Res | Any | Any | SEER2-Rated DHP | SEER2 >= 19.6 | Wall Furnace | DEER2014 | Any | DEER2020 | 2010-2012 | 0 | -329 | 64.2 | 0 | 0 | 0 | 114.6 | 385.68 | 2758.09 | 1383.57 | 1874.8 | 0 | 0 | 0 | None | HV-ResHP | 15 |  | 0 | 15 | 0 | 0 | 1680 | 120 | 0 | 0 | 0 | 0 | 2010 | 55.6 | DnDeemDI | FuelSubst-Default | 1 | 1 | 1 | 1 | Def-GSIA | 1 | 0 | DEER:HVAC_Eff_HP | Annual | 0 | 685.92 | 0 | 0 |  | 0 | [5 empty] | Standard | FALSE | ExAnte2024 | IOU workpaper | 0 | 1233.26 | 3619.32 | 963.91 | 0.34 | 1.28 | 269.35 | 0 | 0 | 685.92 |  | 0 | 0 | 0 | 0 | 0 | 0 |  |  |  | dxHP_equip | SpaceHtg_eq | SpaceHtg_eq | spltHP-SEER-BA | GasFurnace | GasFurnace | HVAC | HeatCool | Any | E12SCG0018 |  | No | NA | None |  |  | Deem-WP-FuelSub | Mini-split or multi-split ductless HP, SEER2 >= 19.6 and HSPF2 >= 8.9, replacing wall furnace, NR | SWHC044-04 | SCE | 45292 |  | SWHC044-04-BN-NR-DnDeemDI-Res-SFm-Ex-Any-CZ03-FuelSubst-Default-Def-GSIA-Any-Any
163 | Ductless | Wall Furnace | 19.6 SEER2 Ductless Mini-Split Heat Pump (HSPF2 = 8.9) | SFm | Wall Furnace19.6 SEER2 Ductless Mini-Split Heat Pump (HSPF2 = 8.9)SFm | -329 | 64.2 | 15 | 2758.09 | 3258.37 | SWHC044 | SWHC044-04 | Ductless HVAC, Residential, Fuel Substitution | BN | Standard efficiency wall furnace (AFUE = 67%), SFm, CZ03 |  | Mini-split or multi-split ductless HP, SEER2 >= 19.6 and HSPF2 >= 8.9, replacing wall furnace, NR, SFm, CZ03 | Standard efficiency wall furnace (AFUE = 67%) | Standard efficiency wall furnace (AFUE = 67%) | Standard Practice | None | NR | SFm | Ex | CZ03 | Cap-Tons | Res | Any | Any | SEER2-Rated DHP | SEER2 >= 19.6 | Wall Furnace | DEER2014 | Any | DEER2020 | 2010-2012 | 0 | -329 | 64.2 | 0 | 0 | 0 | 114.6 | 385.68 | 2758.09 | 1383.57 | 1874.8 | 0 | 0 | 0 | None | HV-ResHP | 15 |  | 0 | 15 | 0 | 0 | 1680 | 120 | 0 | 0 | 0 | 0 | 2010 | 55.6 | DnDeemed | FuelSubst-Default | 1 | 1 | 1 | 1 | Def-GSIA | 1 | 0 | DEER:HVAC_Eff_HP | Annual | 0 | 685.92 | 0 | 0 |  | 0 | [5 empty] | Standard | FALSE | ExAnte2024 | IOU workpaper | 0 | 1233.26 | 3619.32 | 963.91 | 0.34 | 1.28 | 269.35 | 0 | 0 | 685.92 |  | 0 | 0 | 0 | 0 | 0 | 0 |  |  |  | dxHP_equip | SpaceHtg_eq | SpaceHtg_eq | spltHP-SEER-BA | GasFurnace | GasFurnace | HVAC | HeatCool | Any | E12SCG0018 |  | No | NA | None |  |  | Deem-WP-FuelSub | Mini-split or multi-split ductless HP, SEER2 >= 19.6 and HSPF2 >= 8.9, replacing wall furnace, NR | SWHC044-04 | SCE | 45292 |  | SWHC044-04-BN-NR-DnDeemed-Res-SFm-Ex-Any-CZ03-FuelSubst-Default-Def-GSIA-Any-Any
164 | Ductless | Wall Furnace and Window AC | 19.6 SEER2 Ductless Mini-Split Heat Pump (HSPF2 = 8.9) | MFm | Wall Furnace and Window AC19.6 SEER2 Ductless Mini-Split Heat Pump (HSPF2 = 8.9)MFm | 12.3 | 48.2 | 15 | 2038.3 | 3258.37 | SWHC044 | SWHC044-04 | Ductless HVAC, Residential, Fuel Substitution | BP | Standard efficiency wall furnace (AFUE = 67%) and window AC (EER = 11), MFm, CZ03 |  | Mini-split or multi-split ductless HP, SEER2 >= 19.6 and HSPF2 >= 8.9, replacing window AC and wall furnace, NR, MFm, CZ03 | Standard efficiency wall furnace (AFUE = 67%) and window AC (EER = 11) | Standard efficiency wall furnace (AFUE = 67%) and window AC (EER = 11) | Standard Practice | None | NR | MFm | Ex | CZ03 | Cap-Tons | Res | Any | Any | SEER2-Rated DHP | SEER2 >= 19.6 | Window AC and Wall Furnace | DEER2014 | Any | DEER2020 | 2010-2012 | 0 | 12.3 | 48.2 | 0 | 0 | 0 | 298.41 | 921.66 | 2038.3 | 1383.57 | 1874.8 | 0 | 0 | 0 | None | HV-ResHP | 15 |  | 0 | 15 | 0 | 0 | 2340 | 287 | 0 | 0 | 0 | 0 | 2330 | 239 | DnDeemDI | FuelSubst-Default | 1 | 1 | 1 | 1 | Def-GSIA | 1 | 0 | DEER:HVAC_Eff_HP | Annual | 0 | 470.37 | 0 | 0 |  | 0 | [5 empty] | Standard | FALSE | ExAnte2024 | IOU workpaper | 10.39 | 925.91 | 2432.79 | 470.37 | 0.38 | 1.99 | 465.93 | 0 | 0 | 470.37 |  | 0 | 0 | 0 | 0 | 0 | 0 |  |  |  | dxHP_equip | SpaceHtg_eq | SpaceHtg_eq | spltHP-SEER-BA | GasFurnace | GasFurnace | HVAC | HeatCool | Any | E12SCG0018 |  | No | NA | None |  |  | Deem-WP-FuelSub | Mini-split or multi-split ductless HP, SEER2 >= 19.6 and HSPF2 >= 8.9, replacing window AC and wall furnace, NR | SWHC044-04 | SCE | 45292 |  | SWHC044-04-BP-NR-DnDeemDI-Res-MFm-Ex-Any-CZ03-FuelSubst-Default-Def-GSIA-Any-Any
165 | Ductless | Wall Furnace and Window AC | 19.6 SEER2 Ductless Mini-Split Heat Pump (HSPF2 = 8.9) | MFm | Wall Furnace and Window AC19.6 SEER2 Ductless Mini-Split Heat Pump (HSPF2 = 8.9)MFm | 12.3 | 48.2 | 15 | 2038.3 | 3258.37 | SWHC044 | SWHC044-04 | Ductless HVAC, Residential, Fuel Substitution | BP | Standard efficiency wall furnace (AFUE = 67%) and window AC (EER = 11), MFm, CZ03 |  | Mini-split or multi-split ductless HP, SEER2 >= 19.6 and HSPF2 >= 8.9, replacing window AC and wall furnace, NR, MFm, CZ03 | Standard efficiency wall furnace (AFUE = 67%) and window AC (EER = 11) | Standard efficiency wall furnace (AFUE = 67%) and window AC (EER = 11) | Standard Practice | None | NR | MFm | Ex | CZ03 | Cap-Tons | Res | Any | Any | SEER2-Rated DHP | SEER2 >= 19.6 | Window AC and Wall Furnace | DEER2014 | Any | DEER2020 | 2010-2012 | 0 | 12.3 | 48.2 | 0 | 0 | 0 | 298.41 | 921.66 | 2038.3 | 1383.57 | 1874.8 | 0 | 0 | 0 | None | HV-ResHP | 15 |  | 0 | 15 | 0 | 0 | 2340 | 287 | 0 | 0 | 0 | 0 | 2330 | 239 | DnDeemed | FuelSubst-Default | 1 | 1 | 1 | 1 | Def-GSIA | 1 | 0 | DEER:HVAC_Eff_HP | Annual | 0 | 470.37 | 0 | 0 |  | 0 | [5 empty] | Standard | FALSE | ExAnte2024 | IOU workpaper | 10.39 | 925.91 | 2432.79 | 470.37 | 0.38 | 1.99 | 465.93 | 0 | 0 | 470.37 |  | 0 | 0 | 0 | 0 | 0 | 0 |  |  |  | dxHP_equip | SpaceHtg_eq | SpaceHtg_eq | spltHP-SEER-BA | GasFurnace | GasFurnace | HVAC | HeatCool | Any | E12SCG0018 |  | No | NA | None |  |  | Deem-WP-FuelSub | Mini-split or multi-split ductless HP, SEER2 >= 19.6 and HSPF2 >= 8.9, replacing window AC and wall furnace, NR | SWHC044-04 | SCE | 45292 |  | SWHC044-04-BP-NR-DnDeemed-Res-MFm-Ex-Any-CZ03-FuelSubst-Default-Def-GSIA-Any-Any
166 | Ductless | Wall Furnace and Window AC | 19.6 SEER2 Ductless Mini-Split Heat Pump (HSPF2 = 8.9) | SFm | Wall Furnace and Window AC19.6 SEER2 Ductless Mini-Split Heat Pump (HSPF2 = 8.9)SFm | -102 | 64.3 | 15 | 2038.3 | 3258.37 | SWHC044 | SWHC044-04 | Ductless HVAC, Residential, Fuel Substitution | BP | Standard efficiency wall furnace (AFUE = 67%) and window AC (EER = 11), SFm, CZ03 |  | Mini-split or multi-split ductless HP, SEER2 >= 19.6 and HSPF2 >= 8.9, replacing window AC and wall furnace, NR, SFm, CZ03 | Standard efficiency wall furnace (AFUE = 67%) and window AC (EER = 11) | Standard efficiency wall furnace (AFUE = 67%) and window AC (EER = 11) | Standard Practice | None | NR | SFm | Ex | CZ03 | Cap-Tons | Res | Any | Any | SEER2-Rated DHP | SEER2 >= 19.6 | Window AC and Wall Furnace | DEER2014 | Any | DEER2020 | 2010-2012 | 0 | -102 | 64.3 | 0 | 0 | 0 | 298.41 | 921.66 | 2038.3 | 1383.57 | 1874.8 | 0 | 0 | 0 | None | HV-ResHP | 15 |  | 0 | 15 | 0 | 0 | 1910 | 120 | 0 | 0 | 0 | 0 | 2010 | 55.6 | DnDeemDI | FuelSubst-Default | 1 | 1 | 1 | 1 | Def-GSIA | 1 | 0 | DEER:HVAC_Eff_HP | Annual | 0 | 470.37 | 0 | 0 |  | 0 | [5 empty] | Standard | FALSE | ExAnte2024 | IOU workpaper | 0 | 1235.18 | 2518.97 | 556.55 | 0.49 | 2.22 | 678.63 | 0 | 0 | 470.37 |  | 0 | 0 | 0 | 0 | 0 | 0 |  |  |  | dxHP_equip | SpaceHtg_eq | SpaceHtg_eq | spltHP-SEER-BA | GasFurnace | GasFurnace | HVAC | HeatCool | Any | E12SCG0018 |  | No | NA | None |  |  | Deem-WP-FuelSub | Mini-split or multi-split ductless HP, SEER2 >= 19.6 and HSPF2 >= 8.9, replacing window AC and wall furnace, NR | SWHC044-04 | SCE | 45292 |  | SWHC044-04-BP-NR-DnDeemDI-Res-SFm-Ex-Any-CZ03-FuelSubst-Default-Def-GSIA-Any-Any
167 | Ductless | Wall Furnace and Window AC | 19.6 SEER2 Ductless Mini-Split Heat Pump (HSPF2 = 8.9) | SFm | Wall Furnace and Window AC19.6 SEER2 Ductless Mini-Split Heat Pump (HSPF2 = 8.9)SFm | -102 | 64.3 | 15 | 2038.3 | 3258.37 | SWHC044 | SWHC044-04 | Ductless HVAC, Residential, Fuel Substitution | BP | Standard efficiency wall furnace (AFUE = 67%) and window AC (EER = 11), SFm, CZ03 |  | Mini-split or multi-split ductless HP, SEER2 >= 19.6 and HSPF2 >= 8.9, replacing window AC and wall furnace, NR, SFm, CZ03 | Standard efficiency wall furnace (AFUE = 67%) and window AC (EER = 11) | Standard efficiency wall furnace (AFUE = 67%) and window AC (EER = 11) | Standard Practice | None | NR | SFm | Ex | CZ03 | Cap-Tons | Res | Any | Any | SEER2-Rated DHP | SEER2 >= 19.6 | Window AC and Wall Furnace | DEER2014 | Any | DEER2020 | 2010-2012 | 0 | -102 | 64.3 | 0 | 0 | 0 | 298.41 | 921.66 | 2038.3 | 1383.57 | 1874.8 | 0 | 0 | 0 | None | HV-ResHP | 15 |  | 0 | 15 | 0 | 0 | 1910 | 120 | 0 | 0 | 0 | 0 | 2010 | 55.6 | DnDeemed | FuelSubst-Default | 1 | 1 | 1 | 1 | Def-GSIA | 1 | 0 | DEER:HVAC_Eff_HP | Annual | 0 | 470.37 | 0 | 0 |  | 0 | [5 empty] | Standard | FALSE | ExAnte2024 | IOU workpaper | 0 | 1235.18 | 2518.97 | 556.55 | 0.49 | 2.22 | 678.63 | 0 | 0 | 470.37 |  | 0 | 0 | 0 | 0 | 0 | 0 |  |  |  | dxHP_equip | SpaceHtg_eq | SpaceHtg_eq | spltHP-SEER-BA | GasFurnace | GasFurnace | HVAC | HeatCool | Any | E12SCG0018 |  | No | NA | None |  |  | Deem-WP-FuelSub | Mini-split or multi-split ductless HP, SEER2 >= 19.6 and HSPF2 >= 8.9, replacing window AC and wall furnace, NR | SWHC044-04 | SCE | 45292 |  | SWHC044-04-BP-NR-DnDeemed-Res-SFm-Ex-Any-CZ03-FuelSubst-Default-Def-GSIA-Any-Any
168 | Ductless | Wall Furnace | 20.5 SEER2 Ductless Mini-Split Heat Pump (HSPF2 = 9.1) | MFm | Wall Furnace20.5 SEER2 Ductless Mini-Split Heat Pump (HSPF2 = 9.1)MFm | -311 | 53.8 | 15 | 2854.35 | 3354.63 | SWHC044 | SWHC044-04 | Ductless HVAC, Residential, Fuel Substitution | BR | Standard efficiency wall furnace (AFUE = 67%), MFm, CZ03 |  | Mini-split or multi-split ductless HP, SEER2 >= 20.5 and HSPF2 >= 9.1, replacing wall furnace, NR, MFm, CZ03 | Standard efficiency wall furnace (AFUE = 67%) | Standard efficiency wall furnace (AFUE = 67%) | Standard Practice | None | NR | MFm | Ex | CZ03 | Cap-Tons | Res | Any | Any | SEER2-Rated DHP | SEER2 >= 20.5 | Wall Furnace | DEER2014 | Any | DEER2020 | 2010-2012 | 0 | -311 | 53.8 | 0 | 0 | 0 | 114.6 | 385.68 | 2854.35 | 1383.57 | 1971.06 | 0 | 0 | 0 | None | HV-ResHP | 15 |  | 0 | 15 | 0 | 0 | 2010 | 293 | 0 | 0 | 0 | 0 | 2320 | 239 | DnDeemDI | FuelSubst-Default | 1 | 1 | 1 | 1 | Def-GSIA | 1 | 0 | DEER:HVAC_Eff_HP | Annual | 0 | 685.92 | 0 | 0 |  | 0 | [5 empty] | Standard | FALSE | ExAnte2024 | IOU workpaper | 0 | 1033.48 | 3696.79 | 948.7 | 0.28 | 1.09 | 84.78 | 0 | 0 | 685.92 |  | 0 | 0 | 0 | 0 | 0 | 0 |  |  |  | dxHP_equip | SpaceHtg_eq | SpaceHtg_eq | spltHP-SEER-BA | GasFurnace | GasFurnace | HVAC | HeatCool | Any | E12SCG0018 |  | No | NA | None |  |  | Deem-WP-FuelSub | Mini-split or multi-split ductless HP, SEER2 >= 20.5 and HSPF2 >= 9.1, replacing wall furnace, NR | SWHC044-04 | SCE | 45292 |  | SWHC044-04-BR-NR-DnDeemDI-Res-MFm-Ex-Any-CZ03-FuelSubst-Default-Def-GSIA-Any-Any
169 | Ductless | Wall Furnace | 20.5 SEER2 Ductless Mini-Split Heat Pump (HSPF2 = 9.1) | MFm | Wall Furnace20.5 SEER2 Ductless Mini-Split Heat Pump (HSPF2 = 9.1)MFm | -311 | 53.8 | 15 | 2854.35 | 3354.63 | SWHC044 | SWHC044-04 | Ductless HVAC, Residential, Fuel Substitution | BR | Standard efficiency wall furnace (AFUE = 67%), MFm, CZ03 |  | Mini-split or multi-split ductless HP, SEER2 >= 20.5 and HSPF2 >= 9.1, replacing wall furnace, NR, MFm, CZ03 | Standard efficiency wall furnace (AFUE = 67%) | Standard efficiency wall furnace (AFUE = 67%) | Standard Practice | None | NR | MFm | Ex | CZ03 | Cap-Tons | Res | Any | Any | SEER2-Rated DHP | SEER2 >= 20.5 | Wall Furnace | DEER2014 | Any | DEER2020 | 2010-2012 | 0 | -311 | 53.8 | 0 | 0 | 0 | 114.6 | 385.68 | 2854.35 | 1383.57 | 1971.06 | 0 | 0 | 0 | None | HV-ResHP | 15 |  | 0 | 15 | 0 | 0 | 2010 | 293 | 0 | 0 | 0 | 0 | 2320 | 239 | DnDeemed | FuelSubst-Default | 1 | 1 | 1 | 1 | Def-GSIA | 1 | 0 | DEER:HVAC_Eff_HP | Annual | 0 | 685.92 | 0 | 0 |  | 0 | [5 empty] | Standard | FALSE | ExAnte2024 | IOU workpaper | 0 | 1033.48 | 3696.79 | 948.7 | 0.28 | 1.09 | 84.78 | 0 | 0 | 685.92 |  | 0 | 0 | 0 | 0 | 0 | 0 |  |  |  | dxHP_equip | SpaceHtg_eq | SpaceHtg_eq | spltHP-SEER-BA | GasFurnace | GasFurnace | HVAC | HeatCool | Any | E12SCG0018 |  | No | NA | None |  |  | Deem-WP-FuelSub | Mini-split or multi-split ductless HP, SEER2 >= 20.5 and HSPF2 >= 9.1, replacing wall furnace, NR | SWHC044-04 | SCE | 45292 |  | SWHC044-04-BR-NR-DnDeemed-Res-MFm-Ex-Any-CZ03-FuelSubst-Default-Def-GSIA-Any-Any
170 | Ductless | Wall Furnace | 20.5 SEER2 Ductless Mini-Split Heat Pump (HSPF2 = 9.1) | SFm | Wall Furnace20.5 SEER2 Ductless Mini-Split Heat Pump (HSPF2 = 9.1)SFm | -318 | 64.2 | 15 | 2854.35 | 3354.63 | SWHC044 | SWHC044-04 | Ductless HVAC, Residential, Fuel Substitution | BR | Standard efficiency wall furnace (AFUE = 67%), SFm, CZ03 |  | Mini-split or multi-split ductless HP, SEER2 >= 20.5 and HSPF2 >= 9.1, replacing wall furnace, NR, SFm, CZ03 | Standard efficiency wall furnace (AFUE = 67%) | Standard efficiency wall furnace (AFUE = 67%) | Standard Practice | None | NR | SFm | Ex | CZ03 | Cap-Tons | Res | Any | Any | SEER2-Rated DHP | SEER2 >= 20.5 | Wall Furnace | DEER2014 | Any | DEER2020 | 2010-2012 | 0 | -318 | 64.2 | 0 | 0 | 0 | 114.6 | 385.68 | 2854.35 | 1383.57 | 1971.06 | 0 | 0 | 0 | None | HV-ResHP | 15 |  | 0 | 15 | 0 | 0 | 1680 | 120 | 0 | 0 | 0 | 0 | 2000 | 55.6 | DnDeemDI | FuelSubst-Default | 1 | 1 | 1 | 1 | Def-GSIA | 1 | 0 | DEER:HVAC_Eff_HP | Annual | 0 | 685.92 | 0 | 0 |  | 0 | [5 empty] | Standard | FALSE | ExAnte2024 | IOU workpaper | 0 | 1233.26 | 3702.7 | 954.61 | 0.33 | 1.29 | 278.65 | 0 | 0 | 685.92 |  | 0 | 0 | 0 | 0 | 0 | 0 |  |  |  | dxHP_equip | SpaceHtg_eq | SpaceHtg_eq | spltHP-SEER-BA | GasFurnace | GasFurnace | HVAC | HeatCool | Any | E12SCG0018 |  | No | NA | None |  |  | Deem-WP-FuelSub | Mini-split or multi-split ductless HP, SEER2 >= 20.5 and HSPF2 >= 9.1, replacing wall furnace, NR | SWHC044-04 | SCE | 45292 |  | SWHC044-04-BR-NR-DnDeemDI-Res-SFm-Ex-Any-CZ03-FuelSubst-Default-Def-GSIA-Any-Any
171 | Ductless | Wall Furnace | 20.5 SEER2 Ductless Mini-Split Heat Pump (HSPF2 = 9.1) | SFm | Wall Furnace20.5 SEER2 Ductless Mini-Split Heat Pump (HSPF2 = 9.1)SFm | -318 | 64.2 | 15 | 2854.35 | 3354.63 | SWHC044 | SWHC044-04 | Ductless HVAC, Residential, Fuel Substitution | BR | Standard efficiency wall furnace (AFUE = 67%), SFm, CZ03 |  | Mini-split or multi-split ductless HP, SEER2 >= 20.5 and HSPF2 >= 9.1, replacing wall furnace, NR, SFm, CZ03 | Standard efficiency wall furnace (AFUE = 67%) | Standard efficiency wall furnace (AFUE = 67%) | Standard Practice | None | NR | SFm | Ex | CZ03 | Cap-Tons | Res | Any | Any | SEER2-Rated DHP | SEER2 >= 20.5 | Wall Furnace | DEER2014 | Any | DEER2020 | 2010-2012 | 0 | -318 | 64.2 | 0 | 0 | 0 | 114.6 | 385.68 | 2854.35 | 1383.57 | 1971.06 | 0 | 0 | 0 | None | HV-ResHP | 15 |  | 0 | 15 | 0 | 0 | 1680 | 120 | 0 | 0 | 0 | 0 | 2000 | 55.6 | DnDeemed | FuelSubst-Default | 1 | 1 | 1 | 1 | Def-GSIA | 1 | 0 | DEER:HVAC_Eff_HP | Annual | 0 | 685.92 | 0 | 0 |  | 0 | [5 empty] | Standard | FALSE | ExAnte2024 | IOU workpaper | 0 | 1233.26 | 3702.7 | 954.61 | 0.33 | 1.29 | 278.65 | 0 | 0 | 685.92 |  | 0 | 0 | 0 | 0 | 0 | 0 |  |  |  | dxHP_equip | SpaceHtg_eq | SpaceHtg_eq | spltHP-SEER-BA | GasFurnace | GasFurnace | HVAC | HeatCool | Any | E12SCG0018 |  | No | NA | None |  |  | Deem-WP-FuelSub | Mini-split or multi-split ductless HP, SEER2 >= 20.5 and HSPF2 >= 9.1, replacing wall furnace, NR | SWHC044-04 | SCE | 45292 |  | SWHC044-04-BR-NR-DnDeemed-Res-SFm-Ex-Any-CZ03-FuelSubst-Default-Def-GSIA-Any-Any
172 | Ductless | Wall Furnace and Window AC | 20.5 SEER2 Ductless Mini-Split Heat Pump (HSPF2 = 9.1) | MFm | Wall Furnace and Window AC20.5 SEER2 Ductless Mini-Split Heat Pump (HSPF2 = 9.1)MFm | 20.8 | 48.2 | 15 | 2134.56 | 3354.63 | SWHC044 | SWHC044-04 | Ductless HVAC, Residential, Fuel Substitution | BT | Standard efficiency wall furnace (AFUE = 67%) and window AC (EER = 11), MFm, CZ03 |  | Mini-split or multi-split ductless HP, SEER2 >= 20.5 and HSPF2 >= 9.1, replacing window AC and wall furnace, NR, MFm, CZ03 | Standard efficiency wall furnace (AFUE = 67%) and window AC (EER = 11) | Standard efficiency wall furnace (AFUE = 67%) and window AC (EER = 11) | Standard Practice | None | NR | MFm | Ex | CZ03 | Cap-Tons | Res | Any | Any | SEER2-Rated DHP | SEER2 >= 20.5 | Window AC and Wall Furnace | DEER2014 | Any | DEER2020 | 2010-2012 | 0 | 20.8 | 48.2 | 0 | 0 | 0 | 298.41 | 921.66 | 2134.56 | 1383.57 | 1971.06 | 0 | 0 | 0 | None | HV-ResHP | 15 |  | 0 | 15 | 0 | 0 | 2340 | 287 | 0 | 0 | 0 | 0 | 2320 | 239 | DnDeemDI | FuelSubst-Default | 1 | 1 | 1 | 1 | Def-GSIA | 1 | 0 | DEER:HVAC_Eff_HP | Annual | 0 | 470.37 | 0 | 0 |  | 0 | [5 empty] | Standard | FALSE | ExAnte2024 | IOU workpaper | 17.57 | 925.91 | 2525.47 | 470.37 | 0.37 | 2.01 | 473.11 | 0 | 0 | 470.37 |  | 0 | 0 | 0 | 0 | 0 | 0 |  |  |  | dxHP_equip | SpaceHtg_eq | SpaceHtg_eq | spltHP-SEER-BA | GasFurnace | GasFurnace | HVAC | HeatCool | Any | E12SCG0018 |  | No | NA | None |  |  | Deem-WP-FuelSub | Mini-split or multi-split ductless HP, SEER2 >= 20.5 and HSPF2 >= 9.1, replacing window AC and wall furnace, NR | SWHC044-04 | SCE | 45292 |  | SWHC044-04-BT-NR-DnDeemDI-Res-MFm-Ex-Any-CZ03-FuelSubst-Default-Def-GSIA-Any-Any
173 | Ductless | Wall Furnace and Window AC | 20.5 SEER2 Ductless Mini-Split Heat Pump (HSPF2 = 9.1) | MFm | Wall Furnace and Window AC20.5 SEER2 Ductless Mini-Split Heat Pump (HSPF2 = 9.1)MFm | 20.8 | 48.2 | 15 | 2134.56 | 3354.63 | SWHC044 | SWHC044-04 | Ductless HVAC, Residential, Fuel Substitution | BT | Standard efficiency wall furnace (AFUE = 67%) and window AC (EER = 11), MFm, CZ03 |  | Mini-split or multi-split ductless HP, SEER2 >= 20.5 and HSPF2 >= 9.1, replacing window AC and wall furnace, NR, MFm, CZ03 | Standard efficiency wall furnace (AFUE = 67%) and window AC (EER = 11) | Standard efficiency wall furnace (AFUE = 67%) and window AC (EER = 11) | Standard Practice | None | NR | MFm | Ex | CZ03 | Cap-Tons | Res | Any | Any | SEER2-Rated DHP | SEER2 >= 20.5 | Window AC and Wall Furnace | DEER2014 | Any | DEER2020 | 2010-2012 | 0 | 20.8 | 48.2 | 0 | 0 | 0 | 298.41 | 921.66 | 2134.56 | 1383.57 | 1971.06 | 0 | 0 | 0 | None | HV-ResHP | 15 |  | 0 | 15 | 0 | 0 | 2340 | 287 | 0 | 0 | 0 | 0 | 2320 | 239 | DnDeemed | FuelSubst-Default | 1 | 1 | 1 | 1 | Def-GSIA | 1 | 0 | DEER:HVAC_Eff_HP | Annual | 0 | 470.37 | 0 | 0 |  | 0 | [5 empty] | Standard | FALSE | ExAnte2024 | IOU workpaper | 17.57 | 925.91 | 2525.47 | 470.37 | 0.37 | 2.01 | 473.11 | 0 | 0 | 470.37 |  | 0 | 0 | 0 | 0 | 0 | 0 |  |  |  | dxHP_equip | SpaceHtg_eq | SpaceHtg_eq | spltHP-SEER-BA | GasFurnace | GasFurnace | HVAC | HeatCool | Any | E12SCG0018 |  | No | NA | None |  |  | Deem-WP-FuelSub | Mini-split or multi-split ductless HP, SEER2 >= 20.5 and HSPF2 >= 9.1, replacing window AC and wall furnace, NR | SWHC044-04 | SCE | 45292 |  | SWHC044-04-BT-NR-DnDeemed-Res-MFm-Ex-Any-CZ03-FuelSubst-Default-Def-GSIA-Any-Any
174 | Ductless | Wall Furnace and Window AC | 20.5 SEER2 Ductless Mini-Split Heat Pump (HSPF2 = 9.1) | SFm | Wall Furnace and Window AC20.5 SEER2 Ductless Mini-Split Heat Pump (HSPF2 = 9.1)SFm | -91.1 | 64.3 | 15 | 2134.56 | 3354.63 | SWHC044 | SWHC044-04 | Ductless HVAC, Residential, Fuel Substitution | BT | Standard efficiency wall furnace (AFUE = 67%) and window AC (EER = 11), SFm, CZ03 |  | Mini-split or multi-split ductless HP, SEER2 >= 20.5 and HSPF2 >= 9.1, replacing window AC and wall furnace, NR, SFm, CZ03 | Standard efficiency wall furnace (AFUE = 67%) and window AC (EER = 11) | Standard efficiency wall furnace (AFUE = 67%) and window AC (EER = 11) | Standard Practice | None | NR | SFm | Ex | CZ03 | Cap-Tons | Res | Any | Any | SEER2-Rated DHP | SEER2 >= 20.5 | Window AC and Wall Furnace | DEER2014 | Any | DEER2020 | 2010-2012 | 0 | -91.1 | 64.3 | 0 | 0 | 0 | 298.41 | 921.66 | 2134.56 | 1383.57 | 1971.06 | 0 | 0 | 0 | None | HV-ResHP | 15 |  | 0 | 15 | 0 | 0 | 1910 | 120 | 0 | 0 | 0 | 0 | 2000 | 55.6 | DnDeemDI | FuelSubst-Default | 1 | 1 | 1 | 1 | Def-GSIA | 1 | 0 | DEER:HVAC_Eff_HP | Annual | 0 | 470.37 | 0 | 0 |  | 0 | [5 empty] | Standard | FALSE | ExAnte2024 | IOU workpaper | 0 | 1235.18 | 2602.44 | 547.34 | 0.47 | 2.26 | 687.84 | 0 | 0 | 470.37 |  | 0 | 0 | 0 | 0 | 0 | 0 |  |  |  | dxHP_equip | SpaceHtg_eq | SpaceHtg_eq | spltHP-SEER-BA | GasFurnace | GasFurnace | HVAC | HeatCool | Any | E12SCG0018 |  | No | NA | None |  |  | Deem-WP-FuelSub | Mini-split or multi-split ductless HP, SEER2 >= 20.5 and HSPF2 >= 9.1, replacing window AC and wall furnace, NR | SWHC044-04 | SCE | 45292 |  | SWHC044-04-BT-NR-DnDeemDI-Res-SFm-Ex-Any-CZ03-FuelSubst-Default-Def-GSIA-Any-Any
175 | Ductless | Wall Furnace and Window AC | 20.5 SEER2 Ductless Mini-Split Heat Pump (HSPF2 = 9.1) | SFm | Wall Furnace and Window AC20.5 SEER2 Ductless Mini-Split Heat Pump (HSPF2 = 9.1)SFm | -91.1 | 64.3 | 15 | 2134.56 | 3354.63 | SWHC044 | SWHC044-04 | Ductless HVAC, Residential, Fuel Substitution | BT | Standard efficiency wall furnace (AFUE = 67%) and window AC (EER = 11), SFm, CZ03 |  | Mini-split or multi-split ductless HP, SEER2 >= 20.5 and HSPF2 >= 9.1, replacing window AC and wall furnace, NR, SFm, CZ03 | Standard efficiency wall furnace (AFUE = 67%) and window AC (EER = 11) | Standard efficiency wall furnace (AFUE = 67%) and window AC (EER = 11) | Standard Practice | None | NR | SFm | Ex | CZ03 | Cap-Tons | Res | Any | Any | SEER2-Rated DHP | SEER2 >= 20.5 | Window AC and Wall Furnace | DEER2014 | Any | DEER2020 | 2010-2012 | 0 | -91.1 | 64.3 | 0 | 0 | 0 | 298.41 | 921.66 | 2134.56 | 1383.57 | 1971.06 | 0 | 0 | 0 | None | HV-ResHP | 15 |  | 0 | 15 | 0 | 0 | 1910 | 120 | 0 | 0 | 0 | 0 | 2000 | 55.6 | DnDeemed | FuelSubst-Default | 1 | 1 | 1 | 1 | Def-GSIA | 1 | 0 | DEER:HVAC_Eff_HP | Annual | 0 | 470.37 | 0 | 0 |  | 0 | [5 empty] | Standard | FALSE | ExAnte2024 | IOU workpaper | 0 | 1235.18 | 2602.44 | 547.34 | 0.47 | 2.26 | 687.84 | 0 | 0 | 470.37 |  | 0 | 0 | 0 | 0 | 0 | 0 |  |  |  | dxHP_equip | SpaceHtg_eq | SpaceHtg_eq | spltHP-SEER-BA | GasFurnace | GasFurnace | HVAC | HeatCool | Any | E12SCG0018 |  | No | NA | None |  |  | Deem-WP-FuelSub | Mini-split or multi-split ductless HP, SEER2 >= 20.5 and HSPF2 >= 9.1, replacing window AC and wall furnace, NR | SWHC044-04 | SCE | 45292 |  | SWHC044-04-BT-NR-DnDeemed-Res-SFm-Ex-Any-CZ03-FuelSubst-Default-Def-GSIA-Any-Any
176 | HPWH | Baseline | Efficient | Dwelling | HPWH | kWh1 | gas1 | EUL | IC (ROB) | IC (ER) | Statewide Measure ID | Measure Version ID | Measure Name | Offering ID | First Base Case Description | Second Base Case Description | Measure Case Description | Existing Description | Standard Description | First Baseline Case | Second Baseline Case | Measure Application Type | Building Type | Building Vintage | Building Location | Normalized Unit | Sector | Program Administrator Type | Program Administrator | Measure Case Storage Capacity (Gal) | Measure Case Uniform Energy Factor (UEF) | Base Case Equipment Type | Base Case Definition | Baseline Uniform Energy Factor (UEF) | DEER Measure ID | Energy Impact ID | EUL-Version | Host EUL ID | Host EUL Version | EUL-Bldg Type | NTG-Version | First Baseline - Peak Electric Demand Reduction | First Baseline - Electric Savings | First Baseline - Gas Savings | Second Baseline - Peak Electric Demand Reduction | Second Baseline - Electric Savings | Second Baseline - Gas Savings | First Baseline - Labor Cost | First Baseline - Material Cost | Measure Total Cost 1st Baseline | Measure - Labor Cost | Measure - Material Cost | Second Baseline - Labor Cost | Second Baseline - Material Cost | Measure Total Cost 2nd Baseline | Locational Cost Adjustment ID | Effective Useful Life ID | EUL Years | Remaining Useful Life ID | RUL Years | First Baseline - Life Cycle | Second Baseline - Life Cycle | First Baseline - UEC kW | First Baseline - UEC kWh | First Baseline - UEC Therm | Second Baseline - UEC kW | Second Baseline - UEC kWh | Second Baseline - UEC Therm | Measure UEC kW | Measure UEC kWh | Measure UEC Therm | Delivery Type | Net to Gross Ratio ID | NTG kWh | NTG kW | NTG Therms | NTGR Cost | GSIA ID | GSIA Value | Restricted Permutation | Electric Impact Profile ID | Gas Impact Profile ID | Unit Gas Infrastructure Benefits | Unit Refrigerant Costs | Unit Refrigerant Benefits | Unit Miscellaneous Costs | Miscellaneous Cost Description | Unit Miscellaneous Benefits | Miscellaneous Benefits Description | Market Effects Benefits | Market Effects Costs | Measure Inflation | Combustion Type | Measure Impact Calculation Type | Upstream Flag (True / False) | Version | Version Source | Electric Benefits | Gas Benefits | TRC Cost - No Administrative Cost | PAC Cost - No Administrative Cost | TRC Ratio - No Administrative Cost | PAC Ratio - No Administrative Cost | Total System Benefit | Water Energy Benefits | Other Benefits | Other Costs | Water Measure Type | First Baseline - Water Savings | Second Baseline - Water Savings | First Baseline - IOU Embedded Water Energy Savings | Second Baseline - IOU Embedded Water Energy Savings | First Baseline - Total Embedded Water Energy Savings | Second Baseline - Total Embedded Water Energy Savings | Measure Technology ID | Pre-Existing Technology ID | Standard Technology ID | Technology Group | Pre-Existing Technology Group | Standard Technology Group | Technology Type | Pre-Existing Technology Type | Standard Technology Type | Use Category | Use Subcategory | Building HVAC | ETP Flag | ETP First Year Introduced to Programs | Is IE factor applied? (Yes / No) | IE Table Name | Measure Qualifier | DEER Measure ID | Measure Cost ID | Measure Impact Type | Offering Description | Source Description | PA Lead | Effective Start Date | End Date | Measure Detail ID
177 | HPWH | Storage Natural Gas Water Heater, 30 Gallons | Heat Pump Water Heater, 45 to 55 Gallons | MFm | Storage Natural Gas Water Heater, 30 GallonsHeat Pump Water Heater, 45 to 55 GallonsMFm | -295.5556 | 42 | 10 | 1364.47 | 2491.5 | SWWH025 | SWWH025-07 | Heat Pump Water Heater, Residential, Fuel Substitution | AF | Storage natural gas water heater, 30 gal, UEF = 0.6, MFm, CZ03 |  | Heat pump water heater, >=45 to <=55 gal, UEF = 3.30, MFm, CZ03, NR | Storage natural gas water heater, 30 gal, UEF = 0.6 | Storage natural gas water heater, 30 gal, UEF = 0.6 | Standard Practice | None | NR | MFm | Ex | CZ03 | Each | Res | Any | Any | >=45 to <=55 | 3.3 | Storage | 30 Gal | 0.6 | RE-WtrHt-FuelSub-SmlStrg-HP-lte6kW-rep30G-3p30UEF-50g | RE-WtrHt-FuelSub-SmlStrg-HP-lte6kW-rep30G-3p30UEF-50g | DEER2014 | WtrHt-Res-Gas | DEER2014 | Any | DEER2020 | 0 | -1240 | 168 | 0 | 0 | 0 | 368.54 | 758.49 | 1364.47 | 596.2 | 1895.3 | 0 | 0 | 0 | None | WtrHt-HtPmp | 10 |  | 0 | 10 | 0 | 0 | 0 | 168 | 0 | 0 | 0 | 0 | 1240 | 0 | DnDeemDI | FuelSubst-Default | 1 | 1 | 1 | 1 | Def-GSIA | 1 | 0 | DEER:Res_ClothesDishWasher | Annual | 0 | 210.79 | 0 | 0 |  | 0 | [5 empty] | Standard | FALSE | DEER2023 | DEER WaterHeater Calculator v5.1 | 0 | 2259.48 | 2508.71 | 1195.04 | 0.9 | 1.89 | 1064.44 | 0 | 0 | 210.79 |  | 0 | 0 | 0 | 0 | 0 | 0 | Stor_UEF-ElecHP-050gal-3.30UEF | Stor_UEF-Gas-030gal-0.60UEF | Stor_UEF-Gas-030gal-0.60UEF | WaterHtg_eq | WaterHtg_eq | WaterHtg_eq | HP_UEF | Stor_UEF | Stor_UEF | SHW | Heating | Any |  |  | No | NA | None | RE-WtrHt-FuelSub-SmlStrg-HP-lte6kW-rep30G-3p30UEF-50g |  | Deem-DEER-FuelSub | Heat pump water heater, >= 45 to <= 55 gal, UEF = 3.30 replacing storage natural gas water heater, 30 gal, UEF = 0.6 | SWWH025-07 | SCE | 45292 |  | SWWH025-07-AF-NR-DnDeemDI-Res-MFm-Ex-Any-CZ03-FuelSubst-Default-Def-GSIA-Any-Any
178 | HPWH | Storage Natural Gas Water Heater, 40 Gallons | Heat Pump Water Heater, 45 Gallons | MFm | Storage Natural Gas Water Heater, 40 GallonsHeat Pump Water Heater, 45 GallonsMFm | -1233.3333 | 172 | 10 | 1210.11 | 2416.67 | SWWH025 | SWWH025-07 | Heat Pump Water Heater, Residential, Fuel Substitution | W | Storage natural gas water heater, 40 gal, UEF = 0.64, MFm, CZ03 |  | Heat pump water heater, <45 gal, UEF = 3.30, MFm, CZ03, NR | Storage natural gas water heater, 40 gal, UEF = 0.64 | Storage natural gas water heater, 40 gal, UEF = 0.64 | Standard Practice | None | NR | MFm | Ex | CZ03 | Each | Res | Any | Any | <45 | 3.3 | Storage | 40 Gal | 0.64 | RE-WtrHt-FuelSub-SmlStrg-HP-lte6kW-rep40G-3p30UEF-50g | RE-WtrHt-FuelSub-SmlStrg-HP-lte6kW-rep40G-3p30UEF-50g | DEER2014 | WtrHt-Res-Gas | DEER2014 | Any | DEER2020 | 0 | -1240 | 172 | 0 | 0 | 0 | 387.98 | 818.58 | 1210.11 | 596.2 | 1820.47 | 0 | 0 | 0 | None | WtrHt-HtPmp | 10 |  | 0 | 10 | 0 | 0 | 0 | 172 | 0 | 0 | 0 | 0 | 1240 | 0 | DnDeemDI | FuelSubst-Default | 1 | 1 | 1 | 1 | Def-GSIA | 1 | 0 | DEER:Res_ClothesDishWasher | Annual | 0 | 210.79 | 0 | 0 |  | 0 | [5 empty] | Standard | FALSE | ExAnte2024 | IOU workpaper | 0 | 2313.28 | 2360.1 | 1195.04 | 0.98 | 1.94 | 1118.24 | 0 | 0 | 210.79 |  | 0 | 0 | 0 | 0 | 0 | 0 | Stor_UEF-ElecHP-050gal-3.30UEF | Stor_UEF-Gas-040gal-0.64UEF | Stor_UEF-Gas-040gal-0.64UEF | WaterHtg_eq | WaterHtg_eq | WaterHtg_eq | HP_UEF | Stor_UEF | Stor_UEF | SHW | Heating | Any |  |  | No | NA | None |  |  | Deem-WP-FuelSub | Heat pump water heater, <45 gal, UEF = 3.30 replacing storage natural gas water heater, 40 gal, UEF = 0.64 | SWWH025-07 | SCE | 45292 |  | SWWH025-07-W-NR-DnDeemDI-Res-MFm-Ex-Any-CZ03-FuelSubst-Default-Def-GSIA-Any-Any
179 | HPWH | Storage Natural Gas Water Heater, 40 Gallons | Heat Pump Water Heater, 45 to 55 Gallons | MFm | Storage Natural Gas Water Heater, 40 GallonsHeat Pump Water Heater, 45 to 55 GallonsMFm | -295.5556 | 43 | 10 | 1284.94 | 2491.5 | SWWH025 | SWWH025-07 | Heat Pump Water Heater, Residential, Fuel Substitution | AG | Storage natural gas water heater, 40 gal, UEF = 0.64, MFm, CZ03 |  | Heat pump water heater, >=45 to <=55 gal, UEF = 3.30, MFm, CZ03, NR | Storage natural gas water heater, 40 gal, UEF = 0.64 | Storage natural gas water heater, 40 gal, UEF = 0.64 | Standard Practice | None | NR | MFm | Ex | CZ03 | Each | Res | Any | Any | >=45 to <=55 | 3.3 | Storage | 40 Gal | 0.64 | RE-WtrHt-FuelSub-SmlStrg-HP-lte6kW-rep40G-3p30UEF-50g | RE-WtrHt-FuelSub-SmlStrg-HP-lte6kW-rep40G-3p30UEF-50g | DEER2014 | WtrHt-Res-Gas | DEER2014 | Any | DEER2020 | 0 | -1240 | 172 | 0 | 0 | 0 | 387.98 | 818.58 | 1284.94 | 596.2 | 1895.3 | 0 | 0 | 0 | None | WtrHt-HtPmp | 10 |  | 0 | 10 | 0 | 0 | 0 | 172 | 0 | 0 | 0 | 0 | 1240 | 0 | DnDeemDI | FuelSubst-Default | 1 | 1 | 1 | 1 | Def-GSIA | 1 | 0 | DEER:Res_ClothesDishWasher | Annual | 0 | 210.79 | 0 | 0 |  | 0 | [5 empty] | Standard | FALSE | DEER2023 | DEER WaterHeater Calculator v5.1 | 0 | 2313.28 | 2432.14 | 1195.04 | 0.95 | 1.94 | 1118.24 | 0 | 0 | 210.79 |  | 0 | 0 | 0 | 0 | 0 | 0 | Stor_UEF-ElecHP-050gal-3.30UEF | Stor_UEF-Gas-040gal-0.64UEF | Stor_UEF-Gas-040gal-0.64UEF | WaterHtg_eq | WaterHtg_eq | WaterHtg_eq | HP_UEF | Stor_UEF | Stor_UEF | SHW | Heating | Any |  |  | No | NA | None | RE-WtrHt-FuelSub-SmlStrg-HP-lte6kW-rep40G-3p30UEF-50g |  | Deem-DEER-FuelSub | Heat pump water heater, >= 45 to <= 55 gal, UEF = 3.30 replacing storage natural gas water heater, 40 gal, UEF = 0.64 | SWWH025-07 | SCE | 45292 |  | SWWH025-07-AG-NR-DnDeemDI-Res-MFm-Ex-Any-CZ03-FuelSubst-Default-Def-GSIA-Any-Any
180 | HPWH | Storage Natural Gas Water Heater, 40 Gallons | Heat Pump Water Heater, 55 to 75 Gallons | MFm | Storage Natural Gas Water Heater, 40 GallonsHeat Pump Water Heater, 55 to 75 GallonsMFm | -206.8866 | 30.2188 | 10 | 1754.06 | 2960.62 | SWWH025 | SWWH025-07 | Heat Pump Water Heater, Residential, Fuel Substitution | AR | Storage natural gas water heater, 40 gal, UEF = 0.64, MFm, CZ03 |  | Heat pump water heater, > 55 to <= 75 gal, UEF = 3.30, MFm, CZ03, NR | Storage natural gas water heater, 40 gal, UEF = 0.64 | Storage natural gas water heater, 40 gal, UEF = 0.64 | Standard Practice | None | NR | MFm | Ex | CZ03 | Each | Res | Any | Any | > 55 to <= 75 | 3.3 | Storage | 40 Gal | 0.64 | RE-WtrHt-FuelSub-SmlStrg-HP-lte6kW-rep40G-3p30UEF-50g | RE-WtrHt-FuelSub-SmlStrg-HP-lte6kW-rep40G-3p30UEF-50g | DEER2014 | WtrHt-Res-Gas | DEER2014 | Any | DEER2020 | 0 | -1230 | 172 | 0 | 0 | 0 | 387.98 | 818.58 | 1754.06 | 638.34 | 2322.28 | 0 | 0 | 0 | None | WtrHt-HtPmp | 10 |  | 0 | 10 | 0 | 0 | 0 | 172 | 0 | 0 | 0 | 0 | 1230 | 0 | DnDeemDI | FuelSubst-Default | 1 | 1 | 1 | 1 | Def-GSIA | 1 | 0 | DEER:Res_ClothesDishWasher | Annual | 0 | 210.79 | 0 | 0 |  | 0 | [5 empty] | Standard | FALSE | ExAnte2024 | IOU workpaper | 0 | 2313.28 | 2875.86 | 1187.1 | 0.8 | 1.95 | 1126.17 | 0 | 0 | 210.79 |  | 0 | 0 | 0 | 0 | 0 | 0 | Stor_UEF-ElecHP-065gal-3.30UEF | Stor_UEF-Gas-040gal-0.64UEF | Stor_UEF-Gas-040gal-0.64UEF | WaterHtg_eq | WaterHtg_eq | WaterHtg_eq | HP_UEF | Stor_UEF | Stor_UEF | SHW | Heating | Any |  |  | No | NA | None |  |  | Deem-WP-FuelSub | Heat pump water heater, > 55 to <= 75 gal, UEF = 3.30 replacing storage natural gas water heater, 40 gal, UEF = 0.64 | SWWH025-07 | SCE | 45292 |  | SWWH025-07-AR-NR-DnDeemDI-Res-MFm-Ex-Any-CZ03-FuelSubst-Default-Def-GSIA-Any-Any
181 | HPWH | Storage Natural Gas Water Heater, 50 Gallons | Heat Pump Water Heater, 45 to 55 Gallons | MFm | Storage Natural Gas Water Heater, 50 GallonsHeat Pump Water Heater, 45 to 55 GallonsMFm | -295.5556 | 46.25 | 10 | 991.72 | 2491.5 | SWWH025 | SWWH025-07 | Heat Pump Water Heater, Residential, Fuel Substitution | AH | Storage natural gas water heater, 50 gal, UEF = 0.63, MFm, CZ03 |  | Heat pump water heater, >=45 to <=55 gal, UEF = 3.30, MFm, CZ03, NR | Storage natural gas water heater, 50 gal, UEF = 0.63 | Storage natural gas water heater, 50 gal, UEF = 0.63 | Standard Practice | None | NR | MFm | Ex | CZ03 | Each | Res | Any | Any | >=45 to <=55 | 3.3 | Storage | 50 Gal | 0.63 | RE-WtrHt-FuelSub-SmlStrg-HP-lte6kW-rep50G-3p30UEF-50g | RE-WtrHt-FuelSub-SmlStrg-HP-lte6kW-rep50G-3p30UEF-50g | DEER2014 | WtrHt-Res-Gas | DEER2014 | Any | DEER2020 | 0 | -1240 | 185 | 0 | 0 | 0 | 409.45 | 1090.33 | 991.72 | 596.2 | 1895.3 | 0 | 0 | 0 | None | WtrHt-HtPmp | 10 |  | 0 | 10 | 0 | 0 | 0 | 185 | 0 | 0 | 0 | 0 | 1240 | 0 | DnDeemDI | FuelSubst-Default | 1 | 1 | 1 | 1 | Def-GSIA | 1 | 0 | DEER:Res_ClothesDishWasher | Annual | 0 | 210.79 | 0 | 0 |  | 0 | [5 empty] | Standard | FALSE | DEER2023 | DEER WaterHeater Calculator v5.1 | 0 | 2488.12 | 2149.84 | 1195.04 | 1.16 | 2.08 | 1293.08 | 0 | 0 | 210.79 |  | 0 | 0 | 0 | 0 | 0 | 0 | Stor_UEF-ElecHP-050gal-3.30UEF | Stor_UEF-Gas-050gal-0.63UEF | Stor_UEF-Gas-050gal-0.63UEF | WaterHtg_eq | WaterHtg_eq | WaterHtg_eq | HP_UEF | Stor_UEF | Stor_UEF | SHW | Heating | Any |  |  | No | NA | None | RE-WtrHt-FuelSub-SmlStrg-HP-lte6kW-rep50G-3p30UEF-50g |  | Deem-DEER-FuelSub | Heat pump water heater, >= 45 to <= 55 gal, UEF = 3.30 replacing storage natural gas water heater, 50 gal, UEF = 0.63 | SWWH025-07 | SCE | 45292 |  | SWWH025-07-AH-NR-DnDeemDI-Res-MFm-Ex-Any-CZ03-FuelSubst-Default-Def-GSIA-Any-Any
182 | HPWH | Storage Natural Gas Water Heater, 50 Gallons | Heat Pump Water Heater, 55 to 75 Gallons | MFm | Storage Natural Gas Water Heater, 50 GallonsHeat Pump Water Heater, 55 to 75 GallonsMFm | -195.7868 | 28.6667 | 10 | 1460.84 | 2960.62 | SWWH025 | SWWH025-07 | Heat Pump Water Heater, Residential, Fuel Substitution | AU | Storage natural gas water heater, 50 gal, UEF = 0.63, MFm, CZ03 |  | Heat pump water heater, > 55 to <= 75 gal, UEF = 3.30, MFm, CZ03, NR | Storage natural gas water heater, 50 gal, UEF = 0.63 | Storage natural gas water heater, 50 gal, UEF = 0.63 | Standard Practice | None | NR | MFm | Ex | CZ03 | Each | Res | Any | Any | > 55 to <= 75 | 3.3 | Storage | 50 Gal | 0.63 | RE-WtrHt-FuelSub-SmlStrg-HP-lte6kW-rep50G-3p30UEF-50g | RE-WtrHt-FuelSub-SmlStrg-HP-lte6kW-rep50G-3p30UEF-50g | DEER2014 | WtrHt-Res-Gas | DEER2014 | Any | DEER2020 | 0 | -1230 | 172 | 0 | 0 | 0 | 409.45 | 1090.33 | 1460.84 | 638.34 | 2322.28 | 0 | 0 | 0 | None | WtrHt-HtPmp | 10 |  | 0 | 10 | 0 | 0 | 0 | 172 | 0 | 0 | 0 | 0 | 1230 | 0 | DnDeemDI | FuelSubst-Default | 1 | 1 | 1 | 1 | Def-GSIA | 1 | 0 | DEER:Res_ClothesDishWasher | Annual | 0 | 210.79 | 0 | 0 |  | 0 | [5 empty] | Standard | FALSE | ExAnte2024 | IOU workpaper | 0 | 2313.28 | 2593.56 | 1187.1 | 0.89 | 1.95 | 1126.17 | 0 | 0 | 210.79 |  | 0 | 0 | 0 | 0 | 0 | 0 | Stor_UEF-ElecHP-065gal-3.30UEF | Stor_UEF-Gas-050gal-0.63UEF | Stor_UEF-Gas-050gal-0.63UEF | WaterHtg_eq | WaterHtg_eq | WaterHtg_eq | HP_UEF | Stor_UEF | Stor_UEF | SHW | Heating | Any |  |  | No | NA | None |  |  | Deem-WP-FuelSub | Heat pump water heater, > 55 to <= 75 gal, UEF = 3.30 replacing storage natural gas water heater, 50 gal, UEF = 0.63 | SWWH025-07 | SCE | 45292 |  | SWWH025-07-AU-NR-DnDeemDI-Res-MFm-Ex-Any-CZ03-FuelSubst-Default-Def-GSIA-Any-Any
183 | HPWH | Storage Natural Gas Water Heater, 50 Gallons | Heat Pump Water Heater, 75+ Gallons | MFm | Storage Natural Gas Water Heater, 50 GallonsHeat Pump Water Heater, 75+ GallonsMFm | -380.5426 | 61.6667 | 10 | 1969.72 | 3469.5 | SWWH025 | SWWH025-07 | Heat Pump Water Heater, Residential, Fuel Substitution | AX | Storage natural gas water heater, 50 gal, UEF = 0.63, MFm, CZ03 |  | Heat pump water heater, > 75 gal, UEF = 3.30, MFm, CZ03, NR | Storage natural gas water heater, 50 gal, UEF = 0.63 | Storage natural gas water heater, 50 gal, UEF = 0.63 | Standard Practice | None | NR | MFm | Ex | CZ03 | Each | Res | Any | Any | > 75 | 3.3 | Storage | 50 Gal | 0.63 | RE-WtrHt-FuelSub-SmlStrg-HP-lte6kW-rep50G-3p30UEF-50g | RE-WtrHt-FuelSub-SmlStrg-HP-lte6kW-rep50G-3p30UEF-50g | DEER2014 | WtrHt-Res-Gas | DEER2014 | Any | DEER2020 | 0 | -1220 | 185 | 0 | 0 | 0 | 409.45 | 1090.33 | 1969.72 | 691.98 | 2777.52 | 0 | 0 | 0 | None | WtrHt-HtPmp | 10 |  | 0 | 10 | 0 | 0 | 0 | 185 | 0 | 0 | 0 | 0 | 1220 | 0 | DnDeemDI | FuelSubst-Default | 1 | 1 | 1 | 1 | Def-GSIA | 1 | 0 | DEER:Res_ClothesDishWasher | Annual | 0 | 210.79 | 0 | 0 |  | 0 | [5 empty] | Standard | FALSE | ExAnte2024 | IOU workpaper | 0 | 2488.12 | 3075.56 | 1179.16 | 0.81 | 2.11 | 1308.95 | 0 | 0 | 210.79 |  | 0 | 0 | 0 | 0 | 0 | 0 | Stor_UEF-ElecHP-080gal-3.30UEF | Stor_UEF-Gas-050gal-0.63UEF | Stor_UEF-Gas-050gal-0.63UEF | WaterHtg_eq | WaterHtg_eq | WaterHtg_eq | HP_UEF | Stor_UEF | Stor_UEF | SHW | Heating | Any |  |  | No | NA | None |  |  | Deem-WP-FuelSub | Heat pump water heater, > 75 gal, UEF = 3.30 replacing storage natural gas water heater, 50 gal, UEF = 0.63 | SWWH025-07 | SCE | 45292 |  | SWWH025-07-AX-NR-DnDeemDI-Res-MFm-Ex-Any-CZ03-FuelSubst-Default-Def-GSIA-Any-Any
184 | HPWH | Storage Natural Gas Water Heater, 60 Gallons | Heat Pump Water Heater, 55 to 75 Gallons | MFm | Storage Natural Gas Water Heater, 60 GallonsHeat Pump Water Heater, 55 to 75 GallonsMFm | -195.7868 | 32.3333 | 10 | 1436.7 | 2960.62 | SWWH025 | SWWH025-07 | Heat Pump Water Heater, Residential, Fuel Substitution | Z | Storage natural gas water heater, 60 gal, UEF = 0.61, MFm, CZ03 |  | Heat pump water heater, > 55 to <= 75 gal, UEF = 3.30, MFm, CZ03, NR | Storage natural gas water heater, 60 gal, UEF = 0.61 | Storage natural gas water heater, 60 gal, UEF = 0.61 | Standard Practice | None | NR | MFm | Ex | CZ03 | Each | Res | Any | Any | > 55 to <= 75 | 3.3 | Storage | 60 Gal | 0.61 | RE-WtrHt-FuelSub-SmlStrg-HP-lte6kW-rep60G-3p30UEF-65g | RE-WtrHt-FuelSub-SmlStrg-HP-lte6kW-rep60G-3p30UEF-65g | DEER2014 | WtrHt-Res-Gas | DEER2014 | Any | DEER2020 | 0 | -1230 | 194 | 0 | 0 | 0 | 433.59 | 1090.33 | 1436.7 | 638.34 | 2322.28 | 0 | 0 | 0 | None | WtrHt-HtPmp | 10 |  | 0 | 10 | 0 | 0 | 0 | 194 | 0 | 0 | 0 | 0 | 1230 | 0 | DnDeemDI | FuelSubst-Default | 1 | 1 | 1 | 1 | Def-GSIA | 1 | 0 | DEER:Res_ClothesDishWasher | Annual | 0 | 210.79 | 0 | 0 |  | 0 | [5 empty] | Standard | FALSE | DEER2023 | DEER WaterHeater Calculator v5.1 | 0 | 2609.16 | 2570.32 | 1187.1 | 1.02 | 2.2 | 1422.06 | 0 | 0 | 210.79 |  | 0 | 0 | 0 | 0 | 0 | 0 | Stor_UEF-ElecHP-065gal-3.30UEF | Stor_UEF-Gas-055gal-HI-0.61UEF | Stor_UEF-Gas-055gal-HI-0.61UEF | WaterHtg_eq | WaterHtg_eq | WaterHtg_eq | HP_UEF | Stor_UEF | Stor_UEF | SHW | Heating | Any |  |  | No | NA | None | RE-WtrHt-FuelSub-SmlStrg-HP-lte6kW-rep60G-3p30UEF-65g |  | Deem-DEER-FuelSub | Heat pump water heater, > 55 to <= 75 gal, UEF = 3.30 replacing storage natural gas water heater, 60 gal, UEF = 0.61 | SWWH025-07 | SCE | 45292 |  | SWWH025-07-Z-NR-DnDeemDI-Res-MFm-Ex-Any-CZ03-FuelSubst-Default-Def-GSIA-Any-Any
185 | HPWH | Storage Natural Gas Water Heater, 60 Gallons | Heat Pump Water Heater, 75+ Gallons | MFm | Storage Natural Gas Water Heater, 60 GallonsHeat Pump Water Heater, 75+ GallonsMFm | -380.5426 | 64.6667 | 10 | 1945.58 | 3469.5 | SWWH025 | SWWH025-07 | Heat Pump Water Heater, Residential, Fuel Substitution | BA | Storage natural gas water heater, 60 gal, UEF = 0.61, MFm, CZ03 |  | Heat pump water heater, > 75 gal, UEF = 3.30, MFm, CZ03, NR | Storage natural gas water heater, 60 gal, UEF = 0.61 | Storage natural gas water heater, 60 gal, UEF = 0.61 | Standard Practice | None | NR | MFm | Ex | CZ03 | Each | Res | Any | Any | > 75 | 3.3 | Storage | 60 Gal | 0.61 | RE-WtrHt-FuelSub-SmlStrg-HP-lte6kW-rep60G-3p30UEF-65g | RE-WtrHt-FuelSub-SmlStrg-HP-lte6kW-rep60G-3p30UEF-65g | DEER2014 | WtrHt-Res-Gas | DEER2014 | Any | DEER2020 | 0 | -1220 | 194 | 0 | 0 | 0 | 433.59 | 1090.33 | 1945.58 | 691.98 | 2777.52 | 0 | 0 | 0 | None | WtrHt-HtPmp | 10 |  | 0 | 10 | 0 | 0 | 0 | 194 | 0 | 0 | 0 | 0 | 1220 | 0 | DnDeemDI | FuelSubst-Default | 1 | 1 | 1 | 1 | Def-GSIA | 1 | 0 | DEER:Res_ClothesDishWasher | Annual | 0 | 210.79 | 0 | 0 |  | 0 | [5 empty] | Standard | FALSE | ExAnte2024 | IOU workpaper | 0 | 2609.16 | 3052.32 | 1179.16 | 0.85 | 2.21 | 1430 | 0 | 0 | 210.79 |  | 0 | 0 | 0 | 0 | 0 | 0 | Stor_UEF-ElecHP-080gal-3.30UEF | Stor_UEF-Gas-055gal-HI-0.61UEF | Stor_UEF-Gas-055gal-HI-0.61UEF | WaterHtg_eq | WaterHtg_eq | WaterHtg_eq | HP_UEF | Stor_UEF | Stor_UEF | SHW | Heating | Any |  |  | No | NA | None |  |  | Deem-WP-FuelSub | Heat pump water heater, > 75 gal, UEF = 3.30 replacing storage natural gas water heater, 60 gal, UEF = 0.61 | SWWH025-07 | SCE | 45292 |  | SWWH025-07-BA-NR-DnDeemDI-Res-MFm-Ex-Any-CZ03-FuelSubst-Default-Def-GSIA-Any-Any
186 | HPWH | Storage Natural Gas Water Heater, 75 Gallons | Heat Pump Water Heater, 75+ Gallons | MFm | Storage Natural Gas Water Heater, 75 GallonsHeat Pump Water Heater, 75+ GallonsMFm | -380.5426 | 64 | 10 | 687.44 | 3469.5 | SWWH025 | SWWH025-07 | Heat Pump Water Heater, Residential, Fuel Substitution | AC | Storage natural gas water heater, 75 gal, UEF = 0.59, MFm, CZ03 |  | Heat pump water heater, > 75 gal, UEF = 3.30, MFm, CZ03, NR | Storage natural gas water heater, 75 gal, UEF = 0.59 | Storage natural gas water heater, 75 gal, UEF = 0.59 | Standard Practice | None | NR | MFm | Ex | CZ03 | Each | Res | Any | Any | > 75 | 3.3 | Storage | 75 Gal | 0.59 | RE-WtrHt-FuelSub-SmlStrg-HP-lte6kW-rep75G-3p30UEF-80g | RE-WtrHt-FuelSub-SmlStrg-HP-lte6kW-rep75G-3p30UEF-80g | DEER2014 | WtrHt-Res-Gas | DEER2014 | Any | DEER2020 | 0 | -1220 | 192 | 0 | 0 | 0 | 491.08 | 2290.97 | 687.44 | 691.98 | 2777.52 | 0 | 0 | 0 | None | WtrHt-HtPmp | 10 |  | 0 | 10 | 0 | 0 | 0 | 192 | 0 | 0 | 0 | 0 | 1220 | 0 | DnDeemDI | FuelSubst-Default | 1 | 1 | 1 | 1 | Def-GSIA | 1 | 0 | DEER:Res_ClothesDishWasher | Annual | 0 | 210.79 | 0 | 0 |  | 0 | [5 empty] | Standard | FALSE | DEER2023 | DEER WaterHeater Calculator v5.1 | 0 | 2582.26 | 1841.01 | 1179.16 | 1.4 | 2.19 | 1403.1 | 0 | 0 | 210.79 |  | 0 | 0 | 0 | 0 | 0 | 0 | Stor_UEF-ElecHP-080gal-3.30UEF | Stor_UEF-Gas-075gal-HI-0.59UEF | Stor_UEF-Gas-075gal-HI-0.59UEF | WaterHtg_eq | WaterHtg_eq | WaterHtg_eq | HP_UEF | Stor_UEF | Stor_UEF | SHW | Heating | Any |  |  | No | NA | None | RE-WtrHt-FuelSub-SmlStrg-HP-lte6kW-rep75G-3p30UEF-80g |  | Deem-DEER-FuelSub | Heat pump water heater, > 75 gal, UEF = 3.30 replacing storage natural gas water heater, 75 gal, UEF = 0.59 | SWWH025-07 | SCE | 45292 |  | SWWH025-07-AC-NR-DnDeemDI-Res-MFm-Ex-Any-CZ03-FuelSubst-Default-Def-GSIA-Any-Any
187 | HPWH | Tankless Natural Gas Water Heater | Heat Pump Water Heater, 45 to 55 Gallons | MFm | Tankless Natural Gas Water HeaterHeat Pump Water Heater, 45 to 55 GallonsMFm | -293.0556 | 26.75 | 10 | 1020.36 | 2491.5 | SWWH025 | SWWH025-07 | Heat Pump Water Heater, Residential, Fuel Substitution | AI | Tankless natural gas water heater, high draw, UEF = 0.81, MFm, CZ03 |  | Heat pump water heater, >=45 to <=55 gal, UEF = 3.30, MFm, CZ03, NR | Tankless natural gas water heater, high draw, UEF = 0.81 | Tankless natural gas water heater, high draw, UEF = 0.81 | Standard Practice | None | NR | MFm | Ex | CZ03 | Each | Res | Any | Any | >=45 to <=55 | 3.3 | Tankless | High Draw | 0.81 | RE-WtrHt-FuelSub-SmlStrg-HP-lte6kW-rep30G-3p30UEF-50g | RE-WtrHt-FuelSub-SmlStrg-HP-lte6kW-rep30G-3p30UEF-50g | DEER2014 | WtrHt-Instant-Res | DEER2014 | Any | DEER2020 | 0 | -1230 | 107 | 0 | 0 | 0 | 409.08 | 1062.06 | 1020.36 | 596.2 | 1895.3 | 0 | 0 | 0 | None | WtrHt-HtPmp | 10 |  | 0 | 10 | 0 | 0 | 0 | 107 | 0 | 0 | 0 | 0 | 1230 | 0 | DnDeemDI | FuelSubst-Default | 1 | 1 | 1 | 1 | Def-GSIA | 1 | 0 | DEER:Res_ClothesDishWasher | Annual | 0 | 210.79 | 0 | 0 |  | 0 | [5 empty] | Standard | FALSE | ExAnte2024 | IOU workpaper | 0 | 1439.07 | 2169.48 | 1187.1 | 0.66 | 1.21 | 251.97 | 0 | 0 | 210.79 |  | 0 | 0 | 0 | 0 | 0 | 0 | Stor_UEF-ElecHP-050gal-3.30UEF | Inst_UEF-Gas-lt200kBtuh-HI-0.81UEF | Inst_UEF-Gas-lt200kBtuh-HI-0.81UEF | WaterHtg_eq | WaterHtg_eq | WaterHtg_eq | HP_UEF | Instant_UEF | Instant_UEF | SHW | Heating | Any |  |  | No | NA | None |  |  | Deem-WP-FuelSub | Heat pump water heater, >= 45 to <= 55 gal, UEF = 3.30 replacing tankless natural gas water heater, high draw, UEF = 0.81 | SWWH025-07 | SCE | 45292 |  | SWWH025-07-AI-NR-DnDeemDI-Res-MFm-Ex-Any-CZ03-FuelSubst-Default-Def-GSIA-Any-Any
188 | HPWH | Storage Natural Gas Water Heater, 30 Gallons | Heat Pump Water Heater, 45 to 55 Gallons | SFm | Storage Natural Gas Water Heater, 30 GallonsHeat Pump Water Heater, 45 to 55 GallonsSFm | -388.8542 | 48 | 10 | 1364.47 | 2491.5 | SWWH025 | SWWH025-07 | Heat Pump Water Heater, Residential, Fuel Substitution | AF | Storage natural gas water heater, 30 gal, UEF = 0.6, SFm, CZ03 |  | Heat pump water heater, >=45 to <=55 gal, UEF = 3.30, SFm, CZ03, NR | Storage natural gas water heater, 30 gal, UEF = 0.6 | Storage natural gas water heater, 30 gal, UEF = 0.6 | Standard Practice | None | NR | SFm | Ex | CZ03 | Each | Res | Any | Any | >=45 to <=55 | 3.3 | Storage | 30 Gal | 0.6 | RE-WtrHt-FuelSub-SmlStrg-HP-lte6kW-rep30G-3p30UEF-50g | RE-WtrHt-FuelSub-SmlStrg-HP-lte6kW-rep30G-3p30UEF-50g | DEER2014 | WtrHt-Res-Gas | DEER2014 | Any | DEER2020 | 0 | -1630 | 192 | 0 | 0 | 0 | 368.54 | 758.49 | 1364.47 | 596.2 | 1895.3 | 0 | 0 | 0 | None | WtrHt-HtPmp | 10 |  | 0 | 10 | 0 | 0 | 0 | 192 | 0 | 0 | 0 | 0 | 1630 | 0 | DnDeemDI | FuelSubst-Default | 1 | 1 | 1 | 1 | Def-GSIA | 1 | 0 | DEER:Res_ClothesDishWasher | Annual | 0 | 210.79 | 0 | 0 |  | 0 | [5 empty] | Standard | FALSE | DEER2023 | DEER WaterHeater Calculator v5.1 | 0 | 2582.26 | 2818.28 | 1504.6 | 0.92 | 1.72 | 1077.66 | 0 | 0 | 210.79 |  | 0 | 0 | 0 | 0 | 0 | 0 | Stor_UEF-ElecHP-050gal-3.30UEF | Stor_UEF-Gas-030gal-0.60UEF | Stor_UEF-Gas-030gal-0.60UEF | WaterHtg_eq | WaterHtg_eq | WaterHtg_eq | HP_UEF | Stor_UEF | Stor_UEF | SHW | Heating | Any |  |  | No | NA | None | RE-WtrHt-FuelSub-SmlStrg-HP-lte6kW-rep30G-3p30UEF-50g |  | Deem-DEER-FuelSub | Heat pump water heater, >= 45 to <= 55 gal, UEF = 3.30 replacing storage natural gas water heater, 30 gal, UEF = 0.6 | SWWH025-07 | SCE | 45292 |  | SWWH025-07-AF-NR-DnDeemDI-Res-SFm-Ex-Any-CZ03-FuelSubst-Default-Def-GSIA-Any-Any
189 | HPWH | Storage Natural Gas Water Heater, 40 Gallons | Heat Pump Water Heater, 45 Gallons | SFm | Storage Natural Gas Water Heater, 40 GallonsHeat Pump Water Heater, 45 GallonsSFm | -1621.1111 | 198 | 10 | 1210.11 | 2416.67 | SWWH025 | SWWH025-07 | Heat Pump Water Heater, Residential, Fuel Substitution | W | Storage natural gas water heater, 40 gal, UEF = 0.64, SFm, CZ03 |  | Heat pump water heater, <45 gal, UEF = 3.30, SFm, CZ03, NR | Storage natural gas water heater, 40 gal, UEF = 0.64 | Storage natural gas water heater, 40 gal, UEF = 0.64 | Standard Practice | None | NR | SFm | Ex | CZ03 | Each | Res | Any | Any | <45 | 3.3 | Storage | 40 Gal | 0.64 | RE-WtrHt-FuelSub-SmlStrg-HP-lte6kW-rep40G-3p30UEF-50g | RE-WtrHt-FuelSub-SmlStrg-HP-lte6kW-rep40G-3p30UEF-50g | DEER2014 | WtrHt-Res-Gas | DEER2014 | Any | DEER2020 | 0 | -1630 | 198 | 0 | 0 | 0 | 387.98 | 818.58 | 1210.11 | 596.2 | 1820.47 | 0 | 0 | 0 | None | WtrHt-HtPmp | 10 |  | 0 | 10 | 0 | 0 | 0 | 198 | 0 | 0 | 0 | 0 | 1630 | 0 | DnDeemDI | FuelSubst-Default | 1 | 1 | 1 | 1 | Def-GSIA | 1 | 0 | DEER:Res_ClothesDishWasher | Annual | 0 | 210.79 | 0 | 0 |  | 0 | [5 empty] | Standard | FALSE | ExAnte2024 | IOU workpaper | 0 | 2662.96 | 2669.66 | 1504.6 | 1 | 1.77 | 1158.36 | 0 | 0 | 210.79 |  | 0 | 0 | 0 | 0 | 0 | 0 | Stor_UEF-ElecHP-050gal-3.30UEF | Stor_UEF-Gas-040gal-0.64UEF | Stor_UEF-Gas-040gal-0.64UEF | WaterHtg_eq | WaterHtg_eq | WaterHtg_eq | HP_UEF | Stor_UEF | Stor_UEF | SHW | Heating | Any |  |  | No | NA | None |  |  | Deem-WP-FuelSub | Heat pump water heater, <45 gal, UEF = 3.30 replacing storage natural gas water heater, 40 gal, UEF = 0.64 | SWWH025-07 | SCE | 45292 |  | SWWH025-07-W-NR-DnDeemDI-Res-SFm-Ex-Any-CZ03-FuelSubst-Default-Def-GSIA-Any-Any
190 | HPWH | Storage Natural Gas Water Heater, 40 Gallons | Heat Pump Water Heater, 45 to 55 Gallons | SFm | Storage Natural Gas Water Heater, 40 GallonsHeat Pump Water Heater, 45 to 55 GallonsSFm | -388.8542 | 49.5 | 10 | 1284.94 | 2491.5 | SWWH025 | SWWH025-07 | Heat Pump Water Heater, Residential, Fuel Substitution | AG | Storage natural gas water heater, 40 gal, UEF = 0.64, SFm, CZ03 |  | Heat pump water heater, >=45 to <=55 gal, UEF = 3.30, SFm, CZ03, NR | Storage natural gas water heater, 40 gal, UEF = 0.64 | Storage natural gas water heater, 40 gal, UEF = 0.64 | Standard Practice | None | NR | SFm | Ex | CZ03 | Each | Res | Any | Any | >=45 to <=55 | 3.3 | Storage | 40 Gal | 0.64 | RE-WtrHt-FuelSub-SmlStrg-HP-lte6kW-rep40G-3p30UEF-50g | RE-WtrHt-FuelSub-SmlStrg-HP-lte6kW-rep40G-3p30UEF-50g | DEER2014 | WtrHt-Res-Gas | DEER2014 | Any | DEER2020 | 0 | -1630 | 198 | 0 | 0 | 0 | 387.98 | 818.58 | 1284.94 | 596.2 | 1895.3 | 0 | 0 | 0 | None | WtrHt-HtPmp | 10 |  | 0 | 10 | 0 | 0 | 0 | 198 | 0 | 0 | 0 | 0 | 1630 | 0 | DnDeemDI | FuelSubst-Default | 1 | 1 | 1 | 1 | Def-GSIA | 1 | 0 | DEER:Res_ClothesDishWasher | Annual | 0 | 210.79 | 0 | 0 |  | 0 | [5 empty] | Standard | FALSE | DEER2023 | DEER WaterHeater Calculator v5.1 | 0 | 2662.96 | 2741.71 | 1504.6 | 0.97 | 1.77 | 1158.36 | 0 | 0 | 210.79 |  | 0 | 0 | 0 | 0 | 0 | 0 | Stor_UEF-ElecHP-050gal-3.30UEF | Stor_UEF-Gas-040gal-0.64UEF | Stor_UEF-Gas-040gal-0.64UEF | WaterHtg_eq | WaterHtg_eq | WaterHtg_eq | HP_UEF | Stor_UEF | Stor_UEF | SHW | Heating | Any |  |  | No | NA | None | RE-WtrHt-FuelSub-SmlStrg-HP-lte6kW-rep40G-3p30UEF-50g |  | Deem-DEER-FuelSub | Heat pump water heater, >= 45 to <= 55 gal, UEF = 3.30 replacing storage natural gas water heater, 40 gal, UEF = 0.64 | SWWH025-07 | SCE | 45292 |  | SWWH025-07-AG-NR-DnDeemDI-Res-SFm-Ex-Any-CZ03-FuelSubst-Default-Def-GSIA-Any-Any
191 | HPWH | Storage Natural Gas Water Heater, 40 Gallons | Heat Pump Water Heater, 55 to 75 Gallons | SFm | Storage Natural Gas Water Heater, 40 GallonsHeat Pump Water Heater, 55 to 75 GallonsSFm | -513.4687 | 66 | 10 | 1754.06 | 2960.62 | SWWH025 | SWWH025-07 | Heat Pump Water Heater, Residential, Fuel Substitution | AR | Storage natural gas water heater, 40 gal, UEF = 0.64, SFm, CZ03 |  | Heat pump water heater, > 55 to <= 75 gal, UEF = 3.30, SFm, CZ03, NR | Storage natural gas water heater, 40 gal, UEF = 0.64 | Storage natural gas water heater, 40 gal, UEF = 0.64 | Standard Practice | None | NR | SFm | Ex | CZ03 | Each | Res | Any | Any | > 55 to <= 75 | 3.3 | Storage | 40 Gal | 0.64 | RE-WtrHt-FuelSub-SmlStrg-HP-lte6kW-rep40G-3p30UEF-50g | RE-WtrHt-FuelSub-SmlStrg-HP-lte6kW-rep40G-3p30UEF-50g | DEER2014 | WtrHt-Res-Gas | DEER2014 | Any | DEER2020 | 0 | -1610 | 198 | 0 | 0 | 0 | 387.98 | 818.58 | 1754.06 | 638.34 | 2322.28 | 0 | 0 | 0 | None | WtrHt-HtPmp | 10 |  | 0 | 10 | 0 | 0 | 0 | 198 | 0 | 0 | 0 | 0 | 1610 | 0 | DnDeemDI | FuelSubst-Default | 1 | 1 | 1 | 1 | Def-GSIA | 1 | 0 | DEER:Res_ClothesDishWasher | Annual | 0 | 210.79 | 0 | 0 |  | 0 | [5 empty] | Standard | FALSE | ExAnte2024 | IOU workpaper | 0 | 2662.96 | 3177.49 | 1488.73 | 0.84 | 1.79 | 1174.23 | 0 | 0 | 210.79 |  | 0 | 0 | 0 | 0 | 0 | 0 | Stor_UEF-ElecHP-065gal-3.30UEF | Stor_UEF-Gas-040gal-0.64UEF | Stor_UEF-Gas-040gal-0.64UEF | WaterHtg_eq | WaterHtg_eq | WaterHtg_eq | HP_UEF | Stor_UEF | Stor_UEF | SHW | Heating | Any |  |  | No | NA | None |  |  | Deem-WP-FuelSub | Heat pump water heater, > 55 to <= 75 gal, UEF = 3.30 replacing storage natural gas water heater, 40 gal, UEF = 0.64 | SWWH025-07 | SCE | 45292 |  | SWWH025-07-AR-NR-DnDeemDI-Res-SFm-Ex-Any-CZ03-FuelSubst-Default-Def-GSIA-Any-Any
192 | HPWH | Storage Natural Gas Water Heater, 50 Gallons | Heat Pump Water Heater, 45 to 55 Gallons | SFm | Storage Natural Gas Water Heater, 50 GallonsHeat Pump Water Heater, 45 to 55 GallonsSFm | -388.8542 | 53.25 | 10 | 991.72 | 2491.5 | SWWH025 | SWWH025-07 | Heat Pump Water Heater, Residential, Fuel Substitution | AH | Storage natural gas water heater, 50 gal, UEF = 0.63, SFm, CZ03 |  | Heat pump water heater, >=45 to <=55 gal, UEF = 3.30, SFm, CZ03, NR | Storage natural gas water heater, 50 gal, UEF = 0.63 | Storage natural gas water heater, 50 gal, UEF = 0.63 | Standard Practice | None | NR | SFm | Ex | CZ03 | Each | Res | Any | Any | >=45 to <=55 | 3.3 | Storage | 50 Gal | 0.63 | RE-WtrHt-FuelSub-SmlStrg-HP-lte6kW-rep50G-3p30UEF-50g | RE-WtrHt-FuelSub-SmlStrg-HP-lte6kW-rep50G-3p30UEF-50g | DEER2014 | WtrHt-Res-Gas | DEER2014 | Any | DEER2020 | 0 | -1630 | 213 | 0 | 0 | 0 | 409.45 | 1090.33 | 991.72 | 596.2 | 1895.3 | 0 | 0 | 0 | None | WtrHt-HtPmp | 10 |  | 0 | 10 | 0 | 0 | 0 | 213 | 0 | 0 | 0 | 0 | 1630 | 0 | DnDeemDI | FuelSubst-Default | 1 | 1 | 1 | 1 | Def-GSIA | 1 | 0 | DEER:Res_ClothesDishWasher | Annual | 0 | 210.79 | 0 | 0 |  | 0 | [5 empty] | Standard | FALSE | DEER2023 | DEER WaterHeater Calculator v5.1 | 0 | 2864.7 | 2459.4 | 1504.6 | 1.16 | 1.9 | 1360.1 | 0 | 0 | 210.79 |  | 0 | 0 | 0 | 0 | 0 | 0 | Stor_UEF-ElecHP-050gal-3.30UEF | Stor_UEF-Gas-050gal-0.63UEF | Stor_UEF-Gas-050gal-0.63UEF | WaterHtg_eq | WaterHtg_eq | WaterHtg_eq | HP_UEF | Stor_UEF | Stor_UEF | SHW | Heating | Any |  |  | No | NA | None | RE-WtrHt-FuelSub-SmlStrg-HP-lte6kW-rep50G-3p30UEF-50g |  | Deem-DEER-FuelSub | Heat pump water heater, >= 45 to <= 55 gal, UEF = 3.30 replacing storage natural gas water heater, 50 gal, UEF = 0.63 | SWWH025-07 | SCE | 45292 |  | SWWH025-07-AH-NR-DnDeemDI-Res-SFm-Ex-Any-CZ03-FuelSubst-Default-Def-GSIA-Any-Any
193 | HPWH | Storage Natural Gas Water Heater, 50 Gallons | Heat Pump Water Heater, 55 to 75 Gallons | SFm | Storage Natural Gas Water Heater, 50 GallonsHeat Pump Water Heater, 55 to 75 GallonsSFm | -513.4687 | 66 | 10 | 1460.84 | 2960.62 | SWWH025 | SWWH025-07 | Heat Pump Water Heater, Residential, Fuel Substitution | AU | Storage natural gas water heater, 50 gal, UEF = 0.63, SFm, CZ03 |  | Heat pump water heater, > 55 to <= 75 gal, UEF = 3.30, SFm, CZ03, NR | Storage natural gas water heater, 50 gal, UEF = 0.63 | Storage natural gas water heater, 50 gal, UEF = 0.63 | Standard Practice | None | NR | SFm | Ex | CZ03 | Each | Res | Any | Any | > 55 to <= 75 | 3.3 | Storage | 50 Gal | 0.63 | RE-WtrHt-FuelSub-SmlStrg-HP-lte6kW-rep50G-3p30UEF-50g | RE-WtrHt-FuelSub-SmlStrg-HP-lte6kW-rep50G-3p30UEF-50g | DEER2014 | WtrHt-Res-Gas | DEER2014 | Any | DEER2020 | 0 | -1610 | 198 | 0 | 0 | 0 | 409.45 | 1090.33 | 1460.84 | 638.34 | 2322.28 | 0 | 0 | 0 | None | WtrHt-HtPmp | 10 |  | 0 | 10 | 0 | 0 | 0 | 198 | 0 | 0 | 0 | 0 | 1610 | 0 | DnDeemDI | FuelSubst-Default | 1 | 1 | 1 | 1 | Def-GSIA | 1 | 0 | DEER:Res_ClothesDishWasher | Annual | 0 | 210.79 | 0 | 0 |  | 0 | [5 empty] | Standard | FALSE | ExAnte2024 | IOU workpaper | 0 | 2662.96 | 2895.18 | 1488.73 | 0.92 | 1.79 | 1174.23 | 0 | 0 | 210.79 |  | 0 | 0 | 0 | 0 | 0 | 0 | Stor_UEF-ElecHP-065gal-3.30UEF | Stor_UEF-Gas-050gal-0.63UEF | Stor_UEF-Gas-050gal-0.63UEF | WaterHtg_eq | WaterHtg_eq | WaterHtg_eq | HP_UEF | Stor_UEF | Stor_UEF | SHW | Heating | Any |  |  | No | NA | None |  |  | Deem-WP-FuelSub | Heat pump water heater, > 55 to <= 75 gal, UEF = 3.30 replacing storage natural gas water heater, 50 gal, UEF = 0.63 | SWWH025-07 | SCE | 45292 |  | SWWH025-07-AU-NR-DnDeemDI-Res-SFm-Ex-Any-CZ03-FuelSubst-Default-Def-GSIA-Any-Any
194 | HPWH | Storage Natural Gas Water Heater, 50 Gallons | Heat Pump Water Heater, 75+ Gallons | SFm | Storage Natural Gas Water Heater, 50 GallonsHeat Pump Water Heater, 75+ GallonsSFm | -498.6822 | 71 | 10 | 1969.72 | 3469.5 | SWWH025 | SWWH025-07 | Heat Pump Water Heater, Residential, Fuel Substitution | AX | Storage natural gas water heater, 50 gal, UEF = 0.63, SFm, CZ03 |  | Heat pump water heater, > 75 gal, UEF = 3.30, SFm, CZ03, NR | Storage natural gas water heater, 50 gal, UEF = 0.63 | Storage natural gas water heater, 50 gal, UEF = 0.63 | Standard Practice | None | NR | SFm | Ex | CZ03 | Each | Res | Any | Any | > 75 | 3.3 | Storage | 50 Gal | 0.63 | RE-WtrHt-FuelSub-SmlStrg-HP-lte6kW-rep50G-3p30UEF-50g | RE-WtrHt-FuelSub-SmlStrg-HP-lte6kW-rep50G-3p30UEF-50g | DEER2014 | WtrHt-Res-Gas | DEER2014 | Any | DEER2020 | 0 | -1600 | 213 | 0 | 0 | 0 | 409.45 | 1090.33 | 1969.72 | 691.98 | 2777.52 | 0 | 0 | 0 | None | WtrHt-HtPmp | 10 |  | 0 | 10 | 0 | 0 | 0 | 213 | 0 | 0 | 0 | 0 | 1600 | 0 | DnDeemDI | FuelSubst-Default | 1 | 1 | 1 | 1 | Def-GSIA | 1 | 0 | DEER:Res_ClothesDishWasher | Annual | 0 | 210.79 | 0 | 0 |  | 0 | [5 empty] | Standard | FALSE | ExAnte2024 | IOU workpaper | 0 | 2864.7 | 3377.18 | 1480.79 | 0.85 | 1.93 | 1383.91 | 0 | 0 | 210.79 |  | 0 | 0 | 0 | 0 | 0 | 0 | Stor_UEF-ElecHP-080gal-3.30UEF | Stor_UEF-Gas-050gal-0.63UEF | Stor_UEF-Gas-050gal-0.63UEF | WaterHtg_eq | WaterHtg_eq | WaterHtg_eq | HP_UEF | Stor_UEF | Stor_UEF | SHW | Heating | Any |  |  | No | NA | None |  |  | Deem-WP-FuelSub | Heat pump water heater, > 75 gal, UEF = 3.30 replacing storage natural gas water heater, 50 gal, UEF = 0.63 | SWWH025-07 | SCE | 45292 |  | SWWH025-07-AX-NR-DnDeemDI-Res-SFm-Ex-Any-CZ03-FuelSubst-Default-Def-GSIA-Any-Any
195 | HPWH | Storage Natural Gas Water Heater, 60 Gallons | Heat Pump Water Heater, 55 to 75 Gallons | SFm | Storage Natural Gas Water Heater, 60 GallonsHeat Pump Water Heater, 55 to 75 GallonsSFm | -513.4687 | 75.3333 | 10 | 1436.7 | 2960.62 | SWWH025 | SWWH025-07 | Heat Pump Water Heater, Residential, Fuel Substitution | Z | Storage natural gas water heater, 60 gal, UEF = 0.61, SFm, CZ03 |  | Heat pump water heater, > 55 to <= 75 gal, UEF = 3.30, SFm, CZ03, NR | Storage natural gas water heater, 60 gal, UEF = 0.61 | Storage natural gas water heater, 60 gal, UEF = 0.61 | Standard Practice | None | NR | SFm | Ex | CZ03 | Each | Res | Any | Any | > 55 to <= 75 | 3.3 | Storage | 60 Gal | 0.61 | RE-WtrHt-FuelSub-SmlStrg-HP-lte6kW-rep60G-3p30UEF-65g | RE-WtrHt-FuelSub-SmlStrg-HP-lte6kW-rep60G-3p30UEF-65g | DEER2014 | WtrHt-Res-Gas | DEER2014 | Any | DEER2020 | 0 | -1610 | 226 | 0 | 0 | 0 | 433.59 | 1090.33 | 1436.7 | 638.34 | 2322.28 | 0 | 0 | 0 | None | WtrHt-HtPmp | 10 |  | 0 | 10 | 0 | 0 | 0 | 226 | 0 | 0 | 0 | 0 | 1610 | 0 | DnDeemDI | FuelSubst-Default | 1 | 1 | 1 | 1 | Def-GSIA | 1 | 0 | DEER:Res_ClothesDishWasher | Annual | 0 | 210.79 | 0 | 0 |  | 0 | [5 empty] | Standard | FALSE | DEER2023 | DEER WaterHeater Calculator v5.1 | 0 | 3039.54 | 2871.94 | 1488.73 | 1.06 | 2.04 | 1550.81 | 0 | 0 | 210.79 |  | 0 | 0 | 0 | 0 | 0 | 0 | Stor_UEF-ElecHP-065gal-3.30UEF | Stor_UEF-Gas-055gal-HI-0.61UEF | Stor_UEF-Gas-055gal-HI-0.61UEF | WaterHtg_eq | WaterHtg_eq | WaterHtg_eq | HP_UEF | Stor_UEF | Stor_UEF | SHW | Heating | Any |  |  | No | NA | None | RE-WtrHt-FuelSub-SmlStrg-HP-lte6kW-rep60G-3p30UEF-65g |  | Deem-DEER-FuelSub | Heat pump water heater, > 55 to <= 75 gal, UEF = 3.30 replacing storage natural gas water heater, 60 gal, UEF = 0.61 | SWWH025-07 | SCE | 45292 |  | SWWH025-07-Z-NR-DnDeemDI-Res-SFm-Ex-Any-CZ03-FuelSubst-Default-Def-GSIA-Any-Any
196 | HPWH | Storage Natural Gas Water Heater, 60 Gallons | Heat Pump Water Heater, 75+ Gallons | SFm | Storage Natural Gas Water Heater, 60 GallonsHeat Pump Water Heater, 75+ GallonsSFm | -498.6822 | 75.3333 | 10 | 1945.58 | 3469.5 | SWWH025 | SWWH025-07 | Heat Pump Water Heater, Residential, Fuel Substitution | BA | Storage natural gas water heater, 60 gal, UEF = 0.61, SFm, CZ03 |  | Heat pump water heater, > 75 gal, UEF = 3.30, SFm, CZ03, NR | Storage natural gas water heater, 60 gal, UEF = 0.61 | Storage natural gas water heater, 60 gal, UEF = 0.61 | Standard Practice | None | NR | SFm | Ex | CZ03 | Each | Res | Any | Any | > 75 | 3.3 | Storage | 60 Gal | 0.61 | RE-WtrHt-FuelSub-SmlStrg-HP-lte6kW-rep60G-3p30UEF-65g | RE-WtrHt-FuelSub-SmlStrg-HP-lte6kW-rep60G-3p30UEF-65g | DEER2014 | WtrHt-Res-Gas | DEER2014 | Any | DEER2020 | 0 | -1600 | 226 | 0 | 0 | 0 | 433.59 | 1090.33 | 1945.58 | 691.98 | 2777.52 | 0 | 0 | 0 | None | WtrHt-HtPmp | 10 |  | 0 | 10 | 0 | 0 | 0 | 226 | 0 | 0 | 0 | 0 | 1600 | 0 | DnDeemDI | FuelSubst-Default | 1 | 1 | 1 | 1 | Def-GSIA | 1 | 0 | DEER:Res_ClothesDishWasher | Annual | 0 | 210.79 | 0 | 0 |  | 0 | [5 empty] | Standard | FALSE | ExAnte2024 | IOU workpaper | 0 | 3039.54 | 3353.94 | 1480.79 | 0.91 | 2.05 | 1558.75 | 0 | 0 | 210.79 |  | 0 | 0 | 0 | 0 | 0 | 0 | Stor_UEF-ElecHP-080gal-3.30UEF | Stor_UEF-Gas-055gal-HI-0.61UEF | Stor_UEF-Gas-055gal-HI-0.61UEF | WaterHtg_eq | WaterHtg_eq | WaterHtg_eq | HP_UEF | Stor_UEF | Stor_UEF | SHW | Heating | Any |  |  | No | NA | None |  |  | Deem-WP-FuelSub | Heat pump water heater, > 75 gal, UEF = 3.30 replacing storage natural gas water heater, 60 gal, UEF = 0.61 | SWWH025-07 | SCE | 45292 |  | SWWH025-07-BA-NR-DnDeemDI-Res-SFm-Ex-Any-CZ03-FuelSubst-Default-Def-GSIA-Any-Any
197 | HPWH | Storage Natural Gas Water Heater, 75 Gallons | Heat Pump Water Heater, 75+ Gallons | SFm | Storage Natural Gas Water Heater, 75 GallonsHeat Pump Water Heater, 75+ GallonsSFm | -498.6822 | 74 | 10 | 687.44 | 3469.5 | SWWH025 | SWWH025-07 | Heat Pump Water Heater, Residential, Fuel Substitution | AC | Storage natural gas water heater, 75 gal, UEF = 0.59, SFm, CZ03 |  | Heat pump water heater, > 75 gal, UEF = 3.30, SFm, CZ03, NR | Storage natural gas water heater, 75 gal, UEF = 0.59 | Storage natural gas water heater, 75 gal, UEF = 0.59 | Standard Practice | None | NR | SFm | Ex | CZ03 | Each | Res | Any | Any | > 75 | 3.3 | Storage | 75 Gal | 0.59 | RE-WtrHt-FuelSub-SmlStrg-HP-lte6kW-rep75G-3p30UEF-80g | RE-WtrHt-FuelSub-SmlStrg-HP-lte6kW-rep75G-3p30UEF-80g | DEER2014 | WtrHt-Res-Gas | DEER2014 | Any | DEER2020 | 0 | -1600 | 222 | 0 | 0 | 0 | 491.08 | 2290.97 | 687.44 | 691.98 | 2777.52 | 0 | 0 | 0 | None | WtrHt-HtPmp | 10 |  | 0 | 10 | 0 | 0 | 0 | 222 | 0 | 0 | 0 | 0 | 1600 | 0 | DnDeemDI | FuelSubst-Default | 1 | 1 | 1 | 1 | Def-GSIA | 1 | 0 | DEER:Res_ClothesDishWasher | Annual | 0 | 210.79 | 0 | 0 |  | 0 | [5 empty] | Standard | FALSE | DEER2023 | DEER WaterHeater Calculator v5.1 | 0 | 2985.74 | 2142.64 | 1480.79 | 1.39 | 2.02 | 1504.95 | 0 | 0 | 210.79 |  | 0 | 0 | 0 | 0 | 0 | 0 | Stor_UEF-ElecHP-080gal-3.30UEF | Stor_UEF-Gas-075gal-HI-0.59UEF | Stor_UEF-Gas-075gal-HI-0.59UEF | WaterHtg_eq | WaterHtg_eq | WaterHtg_eq | HP_UEF | Stor_UEF | Stor_UEF | SHW | Heating | Any |  |  | No | NA | None | RE-WtrHt-FuelSub-SmlStrg-HP-lte6kW-rep75G-3p30UEF-80g |  | Deem-DEER-FuelSub | Heat pump water heater, > 75 gal, UEF = 3.30 replacing storage natural gas water heater, 75 gal, UEF = 0.59 | SWWH025-07 | SCE | 45292 |  | SWWH025-07-AC-NR-DnDeemDI-Res-SFm-Ex-Any-CZ03-FuelSubst-Default-Def-GSIA-Any-Any
198 | HPWH | Tankless Natural Gas Water Heater | Heat Pump Water Heater, 45 to 55 Gallons | SFm | Tankless Natural Gas Water HeaterHeat Pump Water Heater, 45 to 55 GallonsSFm | -386.3542 | 29.5 | 10 | 1020.36 | 2491.5 | SWWH025 | SWWH025-07 | Heat Pump Water Heater, Residential, Fuel Substitution | AI | Tankless natural gas water heater, high draw, UEF = 0.81, SFm, CZ03 |  | Heat pump water heater, >=45 to <=55 gal, UEF = 3.30, SFm, CZ03, NR | Tankless natural gas water heater, high draw, UEF = 0.81 | Tankless natural gas water heater, high draw, UEF = 0.81 | Standard Practice | None | NR | SFm | Ex | CZ03 | Each | Res | Any | Any | >=45 to <=55 | 3.3 | Tankless | High Draw | 0.81 | RE-WtrHt-FuelSub-SmlStrg-HP-lte6kW-rep30G-3p30UEF-50g | RE-WtrHt-FuelSub-SmlStrg-HP-lte6kW-rep30G-3p30UEF-50g | DEER2014 | WtrHt-Instant-Res | DEER2014 | Any | DEER2020 | 0 | -1620 | 118 | 0 | 0 | 0 | 409.08 | 1062.06 | 1020.36 | 596.2 | 1895.3 | 0 | 0 | 0 | None | WtrHt-HtPmp | 10 |  | 0 | 10 | 0 | 0 | 0 | 118 | 0 | 0 | 0 | 0 | 1620 | 0 | DnDeemDI | FuelSubst-Default | 1 | 1 | 1 | 1 | Def-GSIA | 1 | 0 | DEER:Res_ClothesDishWasher | Annual | 0 | 210.79 | 0 | 0 |  | 0 | [5 empty] | Standard | FALSE | ExAnte2024 | IOU workpaper | 0 | 1587.02 | 2479.04 | 1496.66 | 0.64 | 1.06 | 90.35 | 0 | 0 | 210.79 |  | 0 | 0 | 0 | 0 | 0 | 0 | Stor_UEF-ElecHP-050gal-3.30UEF | Inst_UEF-Gas-lt200kBtuh-HI-0.81UEF | Inst_UEF-Gas-lt200kBtuh-HI-0.81UEF | WaterHtg_eq | WaterHtg_eq | WaterHtg_eq | HP_UEF | Instant_UEF | Instant_UEF | SHW | Heating | Any |  |  | No | NA | None |  |  | Deem-WP-FuelSub | Heat pump water heater, >= 45 to <= 55 gal, UEF = 3.30 replacing tankless natural gas water heater, high draw, UEF = 0.81 | SWWH025-07 | SCE | 45292 |  | SWWH025-07-AI-NR-DnDeemDI-Res-SFm-Ex-Any-CZ03-FuelSubst-Default-Def-GSIA-Any-Any